## by Sub-Assembly
E1200914 AOS SLC and TMS priority as of 09-25-2013, LLO and LHO
CHAMBER | DCC# | ASSEMBLY | QTY per IFO | LLO PRIORITY | LHO PRIORITY | 3rd IFO | NOTES
BSC4/BSC9 | D1200656 | Arm Cavity Baffle, ETMx | 2 | 1 | Assembled | 5
BSC1 | D1200578 | Arm Cavity Baffle, ITMx | 2 | Installed | 1 | 5
BSC3 | D1200580 | Arm Cavity Baffle, ITMy | 2 | Installed | 1 | 5
BSC2 | D1003238 | ITM Elliptical Baffle | 2 | Installed | 1 | 5 | LHO ITMx needs alignment
ITMx Manifold | D0902617 | Manifold Cryopump, ITMx | 2 | Installed | 2 | NA
ITMy Manifold | D0902617 | Manifold Cryopump, ITMy | 2 | Installed | 2 | NA
BSC5/BSC10 | D1102291 | TMS Structural Table Assembly | 1 | 2 | NA | 5 | for ISC
BSC5/BSC10 | D1002460 | TMSy Telescope Assembly | 1 | 2 | NA | 5 | 1 assembled @ LLO
BSC5/BSC10 | D1200653 | Arm Cavity Baffle, ETMy | 2 | 3 | 4 | 5
HAM5 | D0900136 | Output Faraday Isolator (OFI) | 1 | 4 | 3 | 5 | LLO - needs retrofit
ETMy Manifold | D1003228 | Manifold Cryopump, ETMy | 1 | Installed | 5 | NA | Needed after P-Cal
BSC4/BSC9 | D1102291 | TMS Structural Table Assembly | 1 | Assembled | Installed | 5 | for ISC
BSC4/BSC9 | D1002460 | TMSx Telescope Assembly | 1 | Assembled | Installed | 5 | 1 assembled @ LLO
BSC4/BSC9 | D1000549 | TMSx Top Mass | 1 | Assembled | Installed | 5
BSC5/BSC10 | D1000549 | TMSy Top Mass | 1 | Assembled | NA | 5
HAM4 | D1101599-01/04 | HAM Scraper Baffle | 3 | Installed | Assembled | Assembled
ETMx Manifold | D1003181 | Manifold Cryopump, ETMx | 1 | Installed | Installed | NA | Needed after P-Cal
HAM4 | D1003349 | SR2 Scraper Baffle | 1 | Installed | Assembled | Assembled | Needed after HAM4 Extension Table for SEI
HAM5 | D1003205-04 | SR3 AR Baffle | 1 | Installed | Assembled | Assembled
HAM5 | D1003205-02 | SR3 HR Baffle | 1 | Installed | Assembled | Assembled
HAM5 | D1200141-03 | SRM Baffle | 1 | Installed | Assembled | Assembled
BSC4/BSC5/BSC9 | D1002460 | TMS Secondary Mirror Mount Assembly | 1 | Assembled | Installed | Assembled | 2 @ LLO, 3 @ LHO
see tabs for parts lists
Priority Color Code
1
2
3
4
5

## TMS Structural Table Assembly
D1102291 - aLIGO TMS ISC Table Structural Assembly
PART # | REV | DESCRIPTION | MATERIAL | Qty Needed | On Order | QTY @ LLO | LLO Status | QTY @ LHO | LHO Status | QTY @ CIT | CIT Status | Notes | Total Needed
60705K46 |  | THREADED COLLAR, CLAMP ON 5/16"-18 UNC, 11/16" OD, 9/32" WIDTH | 300 SSTL | 2 |  | 2 | CB DONE | 12 | CB DONE |  |  | ECR 1201113 | 12
90810A030 |  | NICKEL-COPPER ALLOY 400 .312-18 HEX NUT, MODIFIED | NICKEL-COPPER ALLOY 400 | 2 |  | 2 | CB DONE | 94 | CB DONE |  |  |  | 12
9421T300 |  | 1/4" ID SHAFT COLLAR | 316 SSTL | 2 |  | 2 | CB DONE | 12 | CB DONE |  |  | ECR 1201113 | 12
99934A760 |  | SCREW, SOCKET HEAD CAP 1/4-20 x 3/8 L, SILVER TIP | 18-8 SSTL | 1 |  | 1 | CB DONE | 6 | CB DONE |  |  |  | 6
BU-2406-NA |  | BUTTON HEAD SOCKET SCREW 10-24 x 3/8 | Ag-PLATED 300 SSTL | 2 |  | 2 | CB DONE | 44 | CB DONE |  |  |  | 12
C-1814-N |  | SCREW, SOCKET HEAD CAP, 5/16-18 UNC-2A x 0.875 LONG | 300 SSTL | 8 |  | 8 | CB DONE | 76 | CB DONE |  |  |  | 48
C-2008-N |  | SCREW, SOCKET HEAD CAP, 1/4-20 UNC-2A x 0.5 LONG | 300 SSTL | 12 |  | 12 | CB DONE | 114 | CB DONE |  |  |  | 72
C-2010-N |  | SCREW, SOCKET HEAD CAP, 1/4-20 UNC-2A x 0.625 LONG | 300 SSTL | 46 |  | 46 | CB DONE | 162 | CB DONE |  |  |  | 276
C-2012-A |  | SCREW, SOCKET HEAD CAP, 1/4-20 UNC-2A x 0.75 LONG, VENTED | Ag-PLATED 300 SSTL | 4 |  | 0 | CB DONE | 100 | CB DONE |  |  |  | 24
C-2012-N |  | SCREW, SOCKET HEAD CAP, 1/4-20 UNC-2A x 0.75 LONG | 300 SSTL | 11 |  | 14 | CB DONE | 108 | CB DONE |  |  | ECR | 66
C-2012-NA |  | SCREW, SOCKET HEAD CAP, 1/4-20 UNC-2A x 0.75 LONG | Ag-PLATED 300 SSTL | 6 |  | 10 | CB DONE | 70 | CB DONE |  |  |  | 36
C-2016-NA |  | SCREW, SOCKET HEAD CAP, 1/4-20 UNC-2A x 1 LONG | Ag-PLATED 300 SSTL | 4 |  | 4 | CB DONE | 63 | shipment-6362 |  |  |  | 24
C-404-NA |  | SHCS, #4-40 x 1/4" | Ag-PLATED 18-8 SSTL | 6 |  | 150 | CB DONE | 0 | ship from LLO |  |  | ECR 1201113 | 36
C-406-NA |  | SHCS, #4-40 x 3/8" | Ag-PLATED 18-8 SSTL | 6 |  | 20 | Clean | 30 | Shipment-6356 |  |  | ECR 1201113 | 36
D1001109 | v4 | aLIGO ETM TELESCOPE BRIDGE SUPPORT TEE PLATE | 6061-T6 Al | 1 |  | 3 | CB DONE | 2 | CB DONE | 1 |  |  | 6
D1001161 | v2 | aLIGO OPTICS TABLE TOP MODIFIED EYEBOLT | 304 SSTL | 2 |  | 9 | CB DONE | 9 | CB DONE |  |  |  | 12
D1001163 | v3 | aLIGO OPTICS TABLE GUSSET PLATE, LARGE | 6061-T6 AL | 2 |  | 6 | CB DONE | 6 | CB DONE |  |  |  | 12
D1001164 | v5 | aLIGO OPTICS TABLE GUSSET PLATE, SMALL | 6061-T6 Al | 2 |  | 12 | CB DONE |  |  |  |  | SN K001? bad at CIT? ~6 shipped from LLO to LHO - need ICS update | 12
D1001435 | v2 | TMS, SISKIYOU MOUNT BRACKET, LOWER INBOARD | 6061-T6 Al | 0 |  | 3 | CB DONE | 3 | CB DONE |  |  | missing pins?, ECR | 0
D1002504 | v2 | TMS, SISKIYOU MOUNT BRACKET, LOWER OUTBOARD | 6061-T6 Al | 1 |  | 3 | CB DONE | 3 | CB DONE |  |  | missing pins? | 6
D1002696 | v3 | aLIGO ETM TELESCOPE BRIDGE SUPPORT TEE PLATE, FRONT | 6061-T6 Al | 0 |  | 3 | CB DONE | 0 |  |  |  | ECR 1201113 | 0
D1002696 | v4 | aLIGO ETM TELESCOPE BRIDGE SUPPORT TEE PLATE, FRONT | 6061-T6 Al | 1 |  | 3 | CB DONE |  |  |  |  | ECR 1201113, LHO rework done, 3 shipped from LLO to LHO - need ICS update | 6
D1002698 | v3 | aLIGO TMS TELESCOPE ROLL SLIDE MASS | 304 SSTL | 1 |  | 3 | CB DONE | 3 | CB DONE |  |  |  | 6
D1002699 | v3 | aLIGO PITCH SLIDE MASS | 304 SSTL | 2 |  | 6 | CB DONE | 6 | CB DONE |  |  |  | 12
D1002755 | v2 | aLIGO TMS TELESCOPE ROLL SLIDE ROD | 304 SSTL | 2 |  | 6 | CB DONE | 6 | CB DONE |  |  |  | 12
D1002757 | v1 | aLIGO TMS TELESCOPE PITCHE SLIDE BKT. | 6061-T6 Al | 2 |  | 6 | CB DONE | 6 | CB DONE |  |  |  | 12
D1002758 | v3 | aLIGO TMS TELESCOPE PITCH GUIDE | 304 SSTL | 2 |  | 6 | CB DONE | 6 | CB DONE |  |  |  | 12
D1002759 | v2 | aLIGO TMS TELESCOPE ROLL LOCK | 6061-T6 Al | 1 |  | 3 | CB DONE | 3 | CB DONE |  |  |  | 6
D1002768 | v4 | aLIGO TMS TELESCOPE ROLL MASS ADJ. ROD | 316 SSTL | 1 |  | 4 | CB DONE | 4 | CB DONE |  |  |  | 6
D1002769 | v2 | aLIGO TMS TELESCOPE ROLL SLIDE BKT. | 6061-T6 Al | 1 |  | 3 | CB DONE | 3 | CB DONE |  |  |  | 6
D1003162 | v5 | aLIGO TMS TELESCOPE PITCH MASS ADJ. ROD | 316 SSTL | 2 |  | 8 | CB DONE | 8 | CB DONE |  |  |  | 12
D1100358 | v1 | TMS TELESCOPE MASS ATTACHMENT SCREW | TITANIUM | 7 |  | 160 | CB DONE | 160 | CB DONE |  |  |  | 42
D1100904 | v1 | aLIGO TMS PERISCOPE MOUNT CLAMP | 6061-T6 Al | 3 |  | 18 | CB DONE | 18 | CB DONE |  |  | ECR | 18
D1102293 | v1 | aLIGO ETM OPTICAL TABLE | 6061-T6 Al | 1 |  | 3 | CB DONE | 3 | CB DONE |  |  |  | 6
D1200310 | v1 | aLIGO OPTICS TABLE SPEADER BRIDGE | 6061-T6 Al | 2 |  | 6 | CB DONE | 6 | CB DONE |  |  |  | 12
D1200470 | v1 | aLIGO TMS OPTICS TABLE CYLINDER MASS | 304 SSTL | 6 |  | 36 | CB DONE | 36 | CB DONE |  |  |  | 36
D1200471 | v1 | aLIGO TMS OPTICS TABLE SMALL CYLINDER MASS | 304 SSTL | 1 |  | 12 | CB DONE | 12 | CB DONE |  |  |  | 6
D1201364 | v1 | DRILL BUSHING, PRESS FIT 5/16" ID, 1/2" OD, 3/8" LENGTH; was 8492A167 | Nickel plated Alloy Steel | 2 |  | 2 | CB DONE | 12 | CB DONE |  |  |  | 12
WFV-10 |  | #10 VENTED FLAT WASHER .195 ID, .354 OD, .032 TH | 18-8 SSTL | 2 |  | 2 | CB DONE | 44 | CB DONE |  |  |  | 12
WFV-25 |  | 1/4 VENTED FLAT WASHER .255 ID, .468 OD, .032 TH | 18-8 SSTL | 95 |  | 98 | CB DONE | 326 | CB DONE |  |  | ECR | 570
WFV-31 |  | VENTED FLAT WASHER .328 ID, .562 ID, .032 OD | 18-8 SSTL | 12 |  | 12 | CB DONE | 64 | CB DONE |  |  |  | 72
Lisa to resolve open issues.

## TMS Telescope Assembly
D1002460 - aLIGO TMS Telescope Assembly w/o ISC Structural Table
PART # | REV | DESCRIPTION | MATERIAL | Qty Needed | On Order | QTY @ LLO | LLO Status | QTY @ LHO | LHO Status | QTY @ CIT | CIT Status | Used on/Notes | Total Needed | QOH | Spares
2-106V75 |  | O-RING, 3/32" WIDTH, 3/16" ID, APPROVED VITON ELASTOMER, SHORE A 70-75 (AS568A-106) | Viton | 10 |  | 20 | CB DONE | 165 | CB DONE |  |  | D1102361 | 60 | 185 | 125
2-108V75 |  | O-RING, 2.5MM WIDTH, 7MM ID APPROVED VITON ELASTOMER, SHORE A 70-75 (9263K696) | Viton | 12 |  | 24 | CB DONE | 452 | CB DONE |  |  | D1102361 | 72 | 476 | 404
70466S |  | COMPRESSION SPRING .210 O.D., .018 W.D., .63 L, 3.4#/IN | SSTL | 3 |  | 6 | CB DONE | 21 | CB DONE |  |  | D1200243 | 18 | 27 | 9
90792A329 |  | SHIM WASHER .314 ID, .438 O D, .010 TH | 316 SSTL | 3 |  | 6 | CB DONE | 51 | CB DONE |  |  | D1002460 | 18 | 57 | 39
91785A247 |  | Truss Head Slotted Machine Screw 10-24 x 1" | 18-8 SSTL | 6 |  | 50 | CB DONE | 50 | CB DONE |  |  | D1200243, D1200244 - replacement for C-2416-N, ECR E1300511 | 36 | 100 | 64
92510A780 |  | SPACER ALUMINUM, .252 ID, 1/2 OD, 5/8 L | Aluminum | 1 |  | 2 | CB DONE | 9 | CB DONE |  |  | D1102361 | 6 | 11 | 5
92949A247 |  | Button Head Socket Cap Screw 10-24 x 1" | 18-8 SSTL | 0 |  | 50 | CB DONE | 50 | CB DONE |  |  | ECR E1300511 | 0 | 100 | 100
94035A999 |  | PRECISION SKT SHLDR SCRW, 5/32 OD, 5/8 L, #6-32 x 3/16 THD | SSTL | 6 |  | 12 | CB DONE | 42 |  |  |  | D1200243, D1200244 | 36 | 54 | 18
94355A614 |  | SKT SET SCREW, FLAT PT, 1/4-28 x 1/2 | SSTL | 3 |  | 6 | CB DONE | 21 |  |  |  | D1102361, D1200243, D1200244 | 18 | 27 | 9
9435K420 |  | COMPRESSION SPRING .240 OD, .032 WD, .63 L, 23.32#/IN | SSTL | 3 |  | 6 | CB DONE | 18 |  |  |  | D1200244 | 18 | 24 | 6
94518A418 |  | FLAT HEAD SOCKET SCREW, 10-24 x 3/4 | SSTL | 2 |  | 4 | CB DONE | 24 |  |  |  | D1102361 | 12 | 28 | 16
9529K44 |  | 440C SS BALL 7/32" DIAMETER, GRADE 24 | SSTL | 4 |  | 8 | CB DONE | 88 |  |  |  | D1200243, D1200244 | 24 | 96 | 72
9713K61 |  | DISC SPRING .255" ID, .500" OD, .018" THICK 47Lb @ .008" DEFLECTION | SSTL | 24 |  | 48 | CB DONE | 144 |  |  |  | D1102361 | 144 | 192 | 48
99934A330 |  | SKT SET SCREW, 6-32 x 1/8 L, SILVER TIP | SSTL | 3 |  | 6 | CB DONE | 51 |  |  |  | D1102361, D1200243, D1200244 | 18 | 57 | 39
C-1820-N |  | SCREW, SOCKET HEAD CAP, 5/16-18 UNC-2A x 1.25 LONG | SSTL | 3 |  | 6 | CB DONE | 21 |  |  |  | D1002460 | 18 | 27 | 9
C-2006 |  | SCREW, SOCKET HEAD CAP, 1/4-20 UNC-2A x 0.375 LONG, VENTED | SSTL | 18 |  | 36 | CB DONE | 126 |  |  |  | D1000243 | 108 | 162 | 54
C-2014-N |  | SCREW, SOCKET HEAD CAP, 1/4-20 UNC-2A x 0.875 LONG | SSTL | 12 |  | 120 | CB DONE | 0 | mike v |  |  | D1200243, D1200244 | 72 | 120 | 48
C-2020-N |  | SCREW, SOCKET HEAD CAP, 1/4-20 UNC-2A x 1.25 long | SSTL | 2 |  | 4 | CB DONE | 24 |  |  |  | D1102361 | 12 | 28 | 16
C-2024-N |  | SCREW, SOCKET HEAD CAP, 1/4-20 UNC-2A x 1.5 long | SSTL | 3 |  | 30 | CB DONE | 0 | chris g |  |  | D1102361 | 18 | 30 | 12
C-2028-N |  | SCREW, SOCKET HEAD CAP, 1/4-20 UNC-2A x 1.75 long | SSTL | 1 |  | 2 | CB DONE | 27 |  |  |  | D1102361 | 6 | 29 | 23
C-2416-N |  | SCREW, SOCKET HEAD CAP, 10-24 x 1.0 LONG | SSTL | 0 |  | 12 | CB DONE | 42 |  |  |  | ECR E1300511; used on LBSC4 Telescope only - D1200243, D1200244 | 0 | 54 | 54
C-816-N |  | SCREW, SOCKET HEAD CAP, #8-32 UNC-2A x 1" long | SSTL | 2 |  | 4 | CB DONE | 24 |  |  |  | D1102361 | 12 | 28 | 16
C-820-N |  | SCREW, SOCKET HEAD CAP, #8-32 UNC-2A x 1.25 long | SSTL | 2 |  | 4 | CB DONE | 24 |  |  |  | D1102361 | 12 | 28 | 16
D0901565 | v3 | ADLIGO_ETM_TELE_SECONDARY | Zerodur | 1 |  | 1 | CB DONE | 1 |  | 4 | 1 ready to ship | D1201077; 3 need testing | 6 | 6 | 0
D1000072 | v5 | ADLIGO ETM TELE TUBE | INVAR 36 | 3 |  | 10 | CB DONE | 10 | 2 - CB DONE |  |  | D1000243, 4 shipped from LLO to LHO - need ICS update | 18 | #VALUE! | #VALUE!
D1000075 | v3 | aLIGO PRIMARY PARABOLIC MIRROR |  | 1 |  | 1 | CB DONE | 1 |  | 4 | 1 ready to ship | D1102361, 3 need testing | 6 | 6 | 0
D1000242 | v3 | aLIGO ETM TELE TUBE THD INSERT | 6061-T6 Al | 6 |  | 18 | CB DONE | 18 | CB DONE |  |  | D1000243 | 36 | 36 | 0
D1001108 | v3 | aLIGO ETM TELESCOPE TUBE LARGE WASHER |  | 6 |  | 24 | CB DONE | 24 | CB DONE |  |  | D1102361 | 36 | 48 | 12
D1001136 | v2 | aLIGO F1 MIRROR CLAMP | 6061-T6 Al | 3 |  | 9 | CB DONE | 9 | CB DONE |  |  | D1200244 | 18 | 18 | 0
D1001241 | v1 | aLIGO ETM TELESCOPE BEAM DUMP GLASS | Black Glass | 1 |  | 6 | CB DONE | 0 |  |  |  | D1102361, 3 shipped from LLO to LHO - need ICS update | 6 | 6 | 0
D1002336 | v1 | aLIGO ETM F1 MIRROR SIDE CLAMP LOWER | 6061-T6 Al | 2 |  | 6 | CB DONE | 6 | CB DONE |  |  | D1200244 | 12 | 12 | 0
D1002337 | v1 | aLIGO ETM F1 MIRROR SIDE CLAMP UPPER | 6061-T6 Al | 1 |  | 3 | CB DONE | 3 | CB DONE |  |  | D1200244 | 6 | 6 | 0
D1002458 | v1 | aLIGO AOS F2 MIRROR SIDE CLAMP LOWER | 6061-T6 Al | 2 |  | 6 | CB DONE | 6 | CB DONE |  |  | D1200243 | 12 | 12 | 0
D1002459 | v1 | aLIGO AOS F2 MIRROR SIDE CLAMP UPPER | 6061-T6 Al | 1 |  | 3 | CB DONE | 3 | CB DONE |  |  | D1200243 | 6 | 6 | 0
D1002465 | v2 | aLIGO AOS TRANSMON F2 MIRROR CLAMP | 6061-T6 Al | 3 |  | 9 | CB DONE | 9 | CB DONE |  |  | D1200243 | 18 | 18 | 0
D1002728 | v2 | aLIGO TMS PRIMARY MIRROR SIDE CLAMP LOWER |  | 2 |  | 6 | CB DONE | 6 | CB DONE |  |  | D1102361 | 12 | 12 | 0
D1002731 | v1 | aLIGO TMS PRIMARY MIRROR SIDE CLAMP UPPER |  | 1 |  | 3 | CB DONE | 3 | CB DONE |  |  | D1102361 | 6 | 6 | 0
D1002732 | v2 | aLIGO TMS PRIMARY MIRROR CLAMP |  | 3 |  | 9 | CB DONE | 9 | CB DONE |  |  | D1102361 | 18 | 18 | 0
D1101688 | v2 | aLIGO TMS TELE ENTRY END PLATE |  | 1 |  | 3 | CB DONE | 3 | CB DONE |  |  | D1102361 | 6 | 6 | 0
D1101727 | v2 | aLIGO TMS TELE PRIMARY 3 TUBE END PLATE |  | 1 |  | 3 | CB DONE | 3 | CB DONE |  |  | D1102361 | 6 | 6 | 0
D1102297 | v2 | aLIGO TRANSMON TELESCOPE SSTL PLATE |  | 1 |  | 3 | CB DONE | 3 | CB DONE |  |  | D1102361 | 6 | 6 | 0
D1102334 | v1 | aLIGO TMS TELESCOPE SECOND FOLD MIRROR | BK7 | 1 |  | 1 | CB DONE | 1 |  | 4 |  | D1200243 | 6 | 6 | 0
D1102335 | v1 | aLIGO TMS TELESCOPE FIRST FOLD MIRROR | BK7 | 1 |  | 4 |  | 1 |  | 1 |  | D1200244 | 6 | 6 | 0
D1102365 | v4 | Secondary Mirror Mount Assembly (see TAB for details) | Assembly | 1 |  | 2 | ASSEMBLED | 3 | ASSEMBLED | 1 | in process | D1102361 | 6 | 6 | 0
D1200245 | v2 | aLIGO TMS F1 MIRROR BASE | 6061-T6 Al | 1 |  | 3 | CB DONE | 3 | CB DONE |  |  | D1200244 | 6 | 6 | 0
D1200249 | v1 | aLIGO TMS F2 MIRROR BASE | 6061-T6 Al | 1 |  | 3 | CB DONE | 3 | CB DONE |  |  | D1200243 | 6 | 6 | 0
FA-1624-N |  | FLAT HEAD SOCKET SCREW, 3/8-16 x 1-1/2 | SSTL | 6 |  | 12 | CB DONE | 42 | CB DONE |  |  | D1102361 | 36 | 54 | 18
FA-2014-N |  | FLAT HEAD SOCKET SCREW, 1/4-20 x 7/8 | SSTL | 13 |  | 26 | CB DONE | 111 | CB DONE |  |  | D1102361 | 78 | 137 | 59
ISC SUPPLIED |  | SISKIYOU 1" LEFT HAND MIRROR MOUNT ADJUSTMENT SCREW ASSEMBLY |  | 6 |  | 3 |  | 3 |  |  |  | D1200243, D1200244, assemblies, already clean, ICS? | 36 | 6 | -30
WF-08 |  | WASHER, FLAT, NO. 8 | SSTL | 16 |  | 32 | CB DONE | 102 | CB DONE |  |  | D1102361 | 96 | 134 | 38
WF-25 |  | .255 ID, .468 OD, .032 TH | SSTL | 28 |  | 30 | CB DONE | 216 | CB DONE |  |  | D1102361 | 168 | 246 | 78
WFV-25 |  | VENTED FLAT WASHER .255 ID, .468 OD, .032 TH | SSTL | 12 |  | 24 | CB DONE | 182 | CB DONE |  |  | D1200243, D1200244 | 72 | 206 | 134
Lisa to resolve open issues.

## TMS 2nd Mirror Mount
D1102365 - Secondary Mirror Mount Assembly
PART # | REV | DESCRIPTION | MATERIAL | Qty Needed | On Order | QTY @ LLO | LLO Status | QTY @ LHO | LHO Status | QTY @ CIT | CIT Status | Notes
90145A310 |  | Dowel Pin 1/32" Diameter, 3/16" Length | 18-8 SSTL | 1 | [7 empty] | Used on D1201077; no records in ICS
92196A114 |  | SHCS 4-40 x 7/8" | [7 empty] | 40 | CB DONE | Used on D1201077
92778A121 |  | 18-8 SS Oval Point Socket Set Screw 10-32 Thread, 1/2" Length | SSTL | 1 | [5 empty] | 25 | CB DONE | Used on D1201077
94125K577 |  | COMPRESSION SPRING, 7.1 MM OD, 0.8 MM WD, 15.5 MM L, 2.52 N/MM | SSTL | 5 | [5 empty] | 60 | CB DONE | Used on D1102365
9435K24 |  | Precision Compression Spring .500" Length, .18" OD, .018" Wire | 302 SSTL | [6 empty] | 21 | CB DONE | Used on D1201077
9716K36 |  | DISC SPRING .174" ID x .322" OD x .0050" THICK 1.50 Lb @ .034" DEFLECTION | SSTL | 2 | [5 empty] | 30 | CB DONE | Used on D1102365
98017A625 |  | #8 FLAT WASHER, .17 ID x .38 OD x .032 THK, NAS 1149-CN832R | SSTL | 4 | [5 empty] | 60 | CB DONE | Used on D1102365
99040A416 |  | SHIM WASHER .188 ID, .250 OD, .016 TH | SSTL | 3 | [5 empty] | 50 | CB DONE | Used on D1102365
BU-404 |  | BUTTON HEAD SOCKET SCREW 4-40 x .25, VENTED | SSTL | 2 | [5 empty] | 100 | CB DONE | Used on D1102365
BU-404 |  | BUTTON HEAD SOCKET SCREW 4-40 x .25, VENTED | SSTL | 7 | [5 empty] | 100 | CB DONE | Used on D1200246
C-2006-N |  | SCREW, SOCKET HEAD CAP, #1/4-20 x .38 LG | SSTL | 1 | [5 empty] | 30 | CB DONE | Used on D1102365
C-2406-N |  | SCREW, SOCKET HEAD CAP, #10-24 x .38 LG | SSTL | 2 | [5 empty] | 30 | CB DONE | Used on D1102365
C-406 |  | SCREW, SOCKET HEAD CAP, #4-40 x .38 LONG, VENTED | SSTL | 2 | [5 empty] | 50 | 50 clean | Used on D1102365; double entry in ICS? No bake?
C-408 |  | SCREW, SOCKET HEAD CAP, #4-40 x .50 LONG, VENTED | SSTL | 3 | [5 empty] | 60 | CB DONE | Used on D1102365
C-804-N |  | SCREW, SOCKET HEAD CAP, #8-32 x .25 LONG | SSTL | 2 | [5 empty] | 30 | CB DONE | Used on D1102365
D1001813 | v2 | aLIGO TMS THREAT MT. SEC. FOCUS |  | 1 | [5 empty] | 6 | CB DONE | Used on D1102365
D1001834 | v3 | aLIGO TMS HOLDER SEC. FOCUS |  | 1 | [5 empty] | 6 | CB DONE | Used on D1102365
D1001973 | v3 | aLIGO TMS FOCUS SCREW |  | 1 |  | 6 |  | 4 |  | 11 | 9 CB DONE | Used on D1102365, 12 to be scrapped
D1100114 | v2 | TMS Telescope Secondary Mirror Clamp |  | 3 |  | 1 |  |  |  | 4 | 2 needs C&B | Used on D1201077
D1200247 | v1 | aLIGO TMS FOCUS Carriage |  | 1 | [5 empty] | 6 | CB DONE | Used on D1200246
D1200248 | v1 | aLIGO TMS FOCUS SLIDE |  | 1 | [5 empty] | 6 | CB DONE | Used on D1200246
D1200321 | v1 | aLIGO, AOS, TMS TELESCOPE, SECONDARY MIRROR, MT. BRACKET |  | 1 |  | shipped to CIT | CB DONE |  |  | 6 | CB DONE | Used on D1102365
D1200579 | v3 | aLIGO TMS FOCUS SLIDE LOCK | SSTL | 1 | [5 empty] | 6 | CB DONE | Used on D1102365
D1200826 | v2 | aLIGO secondary mount plate |  | 1 | [5 empty] | 6 | CB DONE | Used on D1201077
D1201076 | v1 | aLigo secondary mirror mount tip-tilt sub assem. |  | 1 | [5 empty] | 6 |  | used on D1201077; provided C&B by ISC, not in ICS
D1201078 | x0 | ball for the secondary mount screw |  | 1 | [7 empty] | used on D1201077; no drawing; provided by ISC, not in ICS
D1300212 | x0 | [10 empty] | no drawing
WFV-04 |  | WASHER, VENTED, NO. 4 | SSTL | 2 | [5 empty] | 60 | CB DONE | Used on D1102365
WFV-08 |  | #8 FLAT WASHER, .169 ID x .304 OD x .032 THK,VENTED | SSTL | 3 | [5 empty] | 60 | CB DONE | Used on D1102365
Lisa to resolve open issues.

## TMS Top Mass
D1000549 - aLIGO TMS Top Mass Assembly, et al
PART # | REV | DESCRIPTION | MATERIAL | Qty Needed | On Order | QTY @ LLO | LLO Status | QTY @ LHO | LHO Status | QTY @ CIT | CIT Status | Notes | Total Needed
1185-2EN164 |  | 8-32 x 1.0 D UNC THREAD INSERT | Nitronic 60 | 24 |  | 76 | Baking | 124 | In Transit |  |  |  | 144
1185-2EN246 |  | 8-32 x 1.5 D UNC THREAD INSERT | Nitronic 60 | 26 |  | 74 | Baking | 126 | In Transit |  |  | D060332, D060316 | 156
1185-4EN250 |  | 1/4-20 x 1.0 D UNC THREAD INSERT | Nitronic 60 | 10 |  | 40 | Baking | 60 | In Transit |  |  |  | 60
1185-4EN375 |  | 1/4-20 x 1.5 D UNC THREAD INSERT | Nitronic 60 | 66 |  | 159 | Baking | 291 | In Transit |  |  | D060332, D1200120 | 396
1185-4EN500 |  | 1/4-20 x 2.0 D UNC THREAD INSERT | Nitronic 60 | 6 |  | 44 | Baking | 56 | In Transit |  |  |  | 36
1185-5EN469 |  | 5/16-18 x 1.5 D UNC THREAD INSERT | Nitronic 60 | 1 |  | 24 | Baking | 26 | In Transit |  |  |  | 6
1185-6EN375 |  | 3/8-16 x 1.0 D UNC THREAD INSERT | Nitronic 60 | 4 |  | 21 | Baking | 29 | In Transit |  |  | D1200120 | 24
1185-6EN562 |  | 3/8-16 x 1.5 D UNC THREAD INSERT | Nitronic 60 | 14 |  | 36 | Baking | 64 | In Transit |  |  | D1200120 | 84
1185-8EN500 |  | 1/2-13 x 1.0 D UNC THREAD INSERT | Nitronic 60 | 16 |  | 59 | Baking | 91 | In Transit |  |  | D1200120 | 96
90107A029 |  | FLAT WASHER 9/32 ID, 5/8 OD, .04-.06 TH | 316 SSTL | 2 |  | 6 | LBR | 94 | shipment-6398 |  |  | D1200421 | 12
90810A029 |  | Hex Nut 1/4"-20 Thread Size, 7/16" Width, 7/32" Height | NICKEL-COPPER ALLOY 400 | 16 |  | 48 | LBR | 102 | shipment-6398 |  |  | D1000549 | 96
90810A030 |  | Hex Nut 5/16"-18 Thread Size, 1/2" Width, 17/64" Height | NICKEL-COPPER ALLOY 400 | 2 |  | 6 | LBR | 94 | shipment-6398 |  |  | D1200525 | 12
91944A028 |  | LEVELING WASHER, 1/4" SCREW SIZE | 18-8 SSTL | 4 |  | 12 | LBR | 38 | shipment-6398 |  |  | D1200525 | 24
97855A590 |  | SLOTTED SPRING PIN, 3/16 SIZE, 1"L, MS16562-238 | 400 SERIES SSTL | 2 |  | 6 | LBR | 24 | shipment-6398 |  |  | D1200469 | 12
C-1628-NA |  | 3/8-16 UNC x 1.75" CAP HEAD | 18-8 SSTL | 4 |  | 12 | LBR | 38 | shipment-6398 |  |  | D1200120 | 24
C-1648-NA |  | 3/8-16 UNC x 3.0" CAP HEAD | 18-8 SSTL | 4 |  | 12 | LBR | 38 | shipment-6398 |  |  | D1200120 | 24
C-2014-N |  | SCREW, SOCKET HEAD CAP, 1/4-20 UNC-2A x 0.875 LONG | 18-8 SSTL | 8 |  | 24 | LBR | 76 | shipment-6398 |  |  | D1000549 | 48
C-2016-N |  | SCREW, SOCKET HEAD CAP, 1/4-20 UNC-2A x 1 LONG | 18-8 SSTL | 16 |  | 150 | LBR |  |  |  |  | D1200525, D1000549 | 96
C-2016-NA |  | SCREW, SOCKET HEAD CAP, 1/4-20 UNC-2A x 1 LONG | Ag-PLATED 18-8 SSTL | 87 |  | 261 | LBR | 339 | shipment-6398 |  |  | D1101526, D1200120, D1200525, D1101527 | 522
C-2020-N |  | SCREW, SOCKET HEAD CAP, 1/4-20 UNC-2A x 1.25 LONG | 18-8 SSTL | 8 |  | 24 | LBR | 56 | shipment-6398 |  |  | D1000549, D1200120 | 48
C-2024-NA |  | 1/4-20 UNC x 1.5" CAP HEAD | Ag-PLATED, 18-8 SSTL | 2 |  | 6 | LBR | 44 | shipment-6398 |  |  | D1200120 | 12
C-2028-N |  | SCREW, SOCKET HEAD CAP, 1/4-20 UNC-2A x 1.75 LONG | 300 SSTL | 8 |  | 24 | LBR | 51 | shipment-6398 |  |  | D1000549 | 48
C-2032-N |  | SCREW, SOCKET HEAD CAP, 1/4-20 UNC-2A x 2 LONG | 18-8 SSTL | 4 |  | 12 | LBR | 28 | shipment-6398 |  |  | D1200525 | 24
D1101960 |  | 1/4-20 UNC x 2" CAP HEAD, SPHERICAL TIP (MAY BE LABELLED D1101076) | 18-8 SSTL | 2 |  | 20 | LBR |  |  | 20 | need rework | D1200120, ag-plated? | 12
C-606-NA |  | SHCS 6-32x3/8" | Ag-PLATED, 18-8 SSTL | 2 |  | 6 | LBR | 44 | shipment-6398 |  |  | D1200120 | 12
C-806-N |  | SCREW, SOCKET HEAD CAP, 8-32 UNC-2A x 0.375 LONG | 18-8 SSTL | 2 |  | 6 | LBR | 44 | shipment-6398 |  |  | D1101527 | 12
C-807-N |  | SCREW, SOCKET HEAD CAP, 8-32 UNC-2A x 0.4375 LONG | 18-8 SSTL | 8 |  | 24 | LBR | 76 | shipment-6398 |  |  | D1000549 | 48
C-808-N |  | SCHS #8-32 X .5 | 18-8 SSTL | 14 | [7 empty] | D060316, D060320 | 84
C-810-N |  | 8-32 UNC x 0.625" CAP HEAD | 18-8 SSTL | 56 |  | 168 | LBR | 56+226 | DONE, shipment-6398 |  |  | D060316, D060320, D060322, D060332 | 336
C-814-N |  | 8-32 UNC x 0.875" CAP HEAD | 18-8 SSTL | 32 |  | 96 | LBR | 154 | shipment-6398 |  |  | D060316, D060320, D060322, D060332 | 192
D030021 | V2 | SCHS 1/4-20 X 2.5 LONG, FULLY THREADED, ROUNDED END | 300 SSTL | 4 | [7 empty] | D1200525 | 24
D060218 | V2 | BOSEM ASSEMBLY | - | 5 | [7 empty] | D060320, D060316, D060322 | 30
D060315 | v2/C | aLIGO, SUS, QUAD N-PTYPE TABLECLOTH, TABLECLOTH PINCH PLATE, UPPER STRUCTURE | 6061-T6 Al | 4 |  | 12 | LBR | 12 | CB DONE |  |  | D1000549 | 24
D060317 | v2/E | ECD STATIC BLOCK | OF HC COPPER | 8 | [7 empty] | D060316; not used | 48
D060318 | v2/E | OSEM AND ECD MOUNTING BRACKET (LOCAL CONTROLS) | AL ALLOY: 5083 H4 | 4 |  | 12 | LBR | 12 | CB DONE |  |  | D060316 | 24
D060321 | v2/D | POSITION ADJUSTER FOR FRONT PITCH OSEM | AL ALLOY: 5083 H4 | 1 |  | 3 | LBR | 3 | CB DONE |  |  | D060320 | 6
D060323 | v2/F | TRANSVERSE OSEM POSITION; ADJUSTMENT PLATE | AL ALLOY: 5083 H4 | 1 |  | 3 | LBR | 3 | CB DONE |  |  | D060322 | 6
D060325 | v2/F | ROTATIONAL ADJUSTER; STATIC HALF | 304/316 SSTL | 2 |  | 6 | LBR | 6 | CB DONE |  |  | D1200120 | 12
D060326 | v2/F | BLADE CLAMP; (TOP HALF) | 304/316 SSTL | 2 |  | 6 | LBR | 6 | CB DONE |  |  | D1200120 | 12
D060327 | v2/F | BLADE CLAMP (BTM HALF) | 304/316 SSTL | 2 |  | 6 | LBR | 6 |  |  |  | D1200120 | 12
D060328 | v3 | 3/8-16 UNC T NUT; BASED ON WIXROYD 2418.W120 | 304/316 SSTL | 4 |  | 12 | LBR | 12 | CB DONE |  |  | D1200120 | 24
D060329 | v3 | Stiff Back, Top Stage (Quad) (4 hole) | 6061-T6 Al | 2 |  | 6 | LBR | 6 | CB DONE |  | ALL need rework | D1200120 | 12
D060330 | v2/F | ROTATIONAL ADJUSTER; BASE PLATE | 304/316 SSTL | 2 |  | 6 | LBR | 6 | CB DONE |  |  | D1200120 | 12
D060331 | v2/F | JACKING SCREW / EARTHQUAKE STOP | 304/316 SSTL | 2 |  | 20 | LBR | 20 | CB DONE |  |  | D1200120 | 12
D060333 | v2/F | WIRE CLAMP BODY, TOP STAGE | 304/316 SSTL | 4 | 12 | Shipment-6283 | CB DONE | 12 | CB DONE |  |  | D060332 | 24
D060334 | v2/L | WIRE CLAMP JAW; ALL MASSES | 304/316 SSTL | 8 | 12 | 0 | CB DONE | 36 | CB DONE |  |  | D060332, D1000441 | 36
D060335 | v2/K | RECESSED 1/4" 20 UNC x 0.75" CAP HEAD | 304/316 SSTL | 12 | [7 empty] | D060332, D1000441 | 72
D060335 | v4 | RECESSED 1/4" 20 UNC x 0.75" CAP HEAD | 304/316 SSTL | 12 | [5 empty] | 150 |  | D060332, D060422 | 72
D060336 | v4 | 2MM CAM; OSEM ADJUSTER | PH BRONZE | 16 |  | 48 | DONE | 48 | CB DONE |  |  | D060316, D060320, D060322 | 96
D060377 | v2/H | aLIGO, SUS, QUAD N-PTYPE UI MASS, BLADE TIP Z POSITION ADJ (BTM HALF PART 2) | 6061-T6 Al | 2 |  | 6 | LBR | 6 | CB DONE |  |  | D1200525 | 12
D060378 | v2/J | aLIGO, SUS, QUAD N-PTYPE UI MASS, BLADE TIP Z POSITION ADJ (BTM HALF) | 304/316/302 SSTL | 2 |  | 6 | LBR | 6 | CB DONE |  |  | D1200525 | 12
D060380 | v2/J | aLIGO, SUS, QUAD N-PTYPE UI MASS, BLADE CLAMP (TOP HALF) | 304 SSTL | 2 |  | 6 | LBR | 6 | CB DONE |  |  | D1200525 | 12
D060492 | v4 | Advanced LIGO, SUS, Quad ETM/ITM, Upper Structure Weldment | Aluminium Alloy 6082 | 1 |  | 2 | LBR | 4 | CB Request #513 |  |  | D1000549 | 6
D060499-3-A | v3 | aLIGO SUS, QUAD ITM/ETM, REM. CROSS MEMBER, (UP STR) | 6061-T6 Al | 1 |  | 2 | LBR | 4 | CB Request #513 |  |  | D1000549 | 6
D060499-3-B | v3 | aLIGO SUS, QUAD ITM/ETM, REM. CROSS MEMBER, (UP STR) | 6061-T6 Al | 1 |  | 2 | LBR | 4 | CB Request #513 |  |  | D1000549 | 6
D070140-05 | v3 | TOP STAGE BLADE WIRE CLAMP SHIM | 5083 Al ALLOY | 10 |  |  | LBR | 54 | DONE |  |  | D1200120 | 60
D070140-1 | v3 | TOP STAGE BLADE WIRE CLAMP SHIM | 5083 Al ALLOY | 10 |  | 54 | LBR | 54 | DONE |  |  | D1200120 | 60
D070140-2 | v3 | TOP STAGE BLADE WIRE CLAMP SHIM | 5083 Al ALLOY | 10 |  | 54 | LBR | 54 | CB DONE |  |  | D1200120 | 60
D070247 | v1 | Tablecloth Pads (Upper Structure) | 6061-T6 Al | 4 |  | 4 | CB DONE |  |  | 20 | QAME | D1000549 | 24
D0900004 | v1 | UHV COMPATIBLE CABLE CLAMP | PEEK | 2 |  | 20 | LBR | 100's | CB DONE | 100's | CB DONE | D1200421 | 12
D0901439 | v2/B | TOP STAGE STIFF BACK (3 hole) | 6061-T6 Al | 2 |  | 6 | LBR | 6 | CB DONE |  |  | D1200120, Not used | 12
D1000395 | v1 | aLIGO INTERMEDIATE TOP MASS SPACER | 304 SSTL | 3 |  | 9 | LBR | 9 | CB DONE
D1000396 | v2 | aLIGO INTERMEDIATE WIRE CLAMP BODY MIDDLE WIRE | 304 SSTL | 2 |  | Shipment-6283 | CB DONE | 12 | CB DONE |  |  | D1000441 | 12
D1000407 | v3 | aLIGO OSUMS INTERMEDIATE SUPPORT RIGHT SIDE BRACKET | 6061-T6 Al | 1 |  | 3 | LBR | 3 | CB DONE |  |  | D1000549 | 6
D1000408 | v3 | aLIGO OSUMS INTERMEDIATE SUPPORT LEFT SIDE BRACKET | 6061-T6 Al | 1 |  | 3 | LBR | 3 | CB DONE |  |  | D1000549 | 6
D1000409 | v3 | aLIGO OSUMS INTERMEDIATE SUPPORT RIGHT SIDE TRAY | 6061-T6 Al | 1 |  | 3 | LBR | 3 | CB DONE |  |  | D1000549 | 6
D1000410 | v3 | aLIGO OSUMS INTERMEDIATE SUPPORT LEFT SIDE TRAY | 6061-T6 Al | 1 |  | 3 | LBR | 3 | CB DONE |  |  | D1000549 | 6
D1000411 | v3 | TMS INTERMEDIATE OSUM SUPPORT PLATE, REAR | 6061-T6 Al | 1 |  | 3 | LBR | 3 | CB DONE |  |  | D1000549 | 6
D1001534 | v1 | MAGNETIC PLUG, BOSEM | 416 SSTL | 8 |  | 42 | LBR | 36 | CB DONE |  |  | D1001695, D1101527 | 48
D1001697 | v1 | MAGNET RETAINER, BOSEM | 316 SSTL | 8 |  | 42 | LBR | 42 | CB DONE |  |  | D1001695, D1101527 | 48
D1100358 | v1 | TMS TELESCOPE MASS ATTACHMENT SCREW | TITANIUM | 16 |  | 160 | CB DONE | 100 | CB DONE |  |  | D1101526 | 96
D1100421 | v1 | TMS SUSPENSION TABLECLOTH PLATE, FRONT | 6061-T6 Al | 1 |  | 3 | LBR | 3 | CB DONE |  |  | D1000549 | 6
D1100573 | v5 | BOSEM FLAG | 6061-T6 Al | 6 |  | 36 | LBR | 36 | CB DONE |  |  | D1001695 | 36
D1100574 | v3 | BOSEM FLAT FLAG DISK | 416 SSTL | 6 |  | 36 | LBR | 36 | CB DONE |  |  | D1001695 | 36
D1100712-01 | v2 | TMS EARTHQUAKE STOP SCREW, 2.5" | 316 SSTL | 4 |  | 25 | LBR | 25 | 21 - CB DONE |  |  | D1200525 | 24
D1100712-02 | v2 | TMS EARTHQUAKE STOP SCREW, 1.5" | 316 SSTL | 16 |  | 100 | LBR | 100 | CB DONE |  |  | D1000549 | 96
D1100785-375 |  | 1/4" WASHER | Nitronic 60 | 1 | x | [5 empty] | ECR? | D1200120 | 6
D1100785-472 |  | 1/4" WASHER | Nitronic 60 | 1 | x | [5 empty] | ECR? | D1200120 | 6
D1100785-562 |  | 3/8" FLAT WASHER | Nitronic 60 | 2 | x | [5 empty] | ECR? | D1200120 | 12
D1100980 |  | 3/8-16 SST EQ Stop Nut; Modified Ruland TSP-6-16-SS | SSTL | 2 |  | 6 | LBR | 6 |  |  |  | D1200120 | 12
D1101186 | v1 | aLIGO SUS .500-13 x 1 SHCS MODIFIED | 316 SSTL | 16 |  | 60 | LBR | 60 | CB DONE |  |  | D1000549 | 96
D1101273 | v1 | aLIGO SUS TOP MASS STOP BRIDGE | 6061-T6 Al | 2 |  | 6 | LBR | 6 | CB DONE |  |  | D1200525 | 12
D1101511 | v2 | aLIGO TMS INTERMEDIATE MASS TOP PLATE | 304 SSTL | 2 |  | 5 | LBR | 6 | 5 - CB DONE | 1 | in transit | D1101527 | 12
D1101512 | v1 | aLIGO TMS UPPER MASS BOTTOM PLATE | 304 SSTL | 1 |  | 3 | LBR | 3 | CB DONE |  |  | D1200469, to be used for fixturing | 6
D1101512 | v3 | aLIGO TMS UPPER MASS BOTTOM PLATE | 304 SSTL | 1 | 4 - due 6/14 | 1 | CB DONE | 1 | CB DONE |  |  | D1200469, ECR E1300318 | 6
D1101519 | v2 | aLIGO TMS TOP ADD MASS TOWER | 304 SSTL | 2 |  | 6 | LBR | 6 | CB DONE |  |  | D1101526 | 12
D1101520 | v2 | aLIGO TMS UPPER ROLL TRIM MASS | 304 SSTL | 2 |  | 6 | LBR | 6 | CB DONE | 12 | QAME | D1101526 | 12
D1200116 | v2 | TOP STAGE BLADES | MARAGING STEEL C 250 | 2 |  | 6 | LBR | 15 | shipment-6399 | 9 |  | D1200120 | 12
D1200117 | v2 | aLIGO TMS LOWER STAGE BLADE SPRING | MARAGING STEEL C 250 | 2 |  | 6 | LBR | 15 | shipment-6399 | 9 |  | D1200525 | 12
D1200312 | v2 | aLIGO TMS TOP ADD MASS BAR | 304 SSTL | 2 |  | 6 | LBR | 6 | CB DONE |  |  | D1200525 | 12
D1200327 | v1 | aLIGO SUS BOSEM FLAG BRACKET | 6061-T6 Al | 4 |  | 12 | LBR | 12 | CB DONE |  |  | D1101527 | 24
D1200328 | v1 | aLIGO SUS BOSEM FLAG CENTER BRACKET | 6061-T6 Al | 1 |  | 3 | LBR | 3 | CB DONE |  |  | D1101527 | 6
D1200356 | v1 | aLIGO TMS MASS SPACER | 6061-T6 Al | 1 |  | 3 | LBR | 3 | CB DONE |  |  | D1101527 | 6
D1200404 | v1 | aLIGO TMS LOWER STAGE SPRING ADJUSTER SCREW | 300 SSTL | 0 |  | 20 | LBR | 20 | CB DONE |  |  | D1200525 | 12
D1200404-1 | v2 | aLIGO TMS LOWER STAGE SPRING ADJUSTER SCREW | Ag-PLATED 18-8 SSTL | 2 | [7 empty] | D1200525 | 12
D1200405 | v2 | aLIGO TMS UPPER PITCH TRIM MASS | 304 SSTL | 2 |  | 6 | LBR | 6 | CB DONE |  |  | D1101526 | 12
D1200406 | v1 | aLIGO TMS SPRING STOP SCREW | 300 SSTL | 2 |  | 20 | LBR | 19 | CB DONE | 1 |  | D1200525 | 12
D1200420 | v2 | aLIGO TMS MASS CABLE CLAMP BRACKET | 6061-T6 Al | 1 |  | 3 | LBR | 3 | CB DONE |  |  | D1200421 | 6
D1200426 | v1 | aLIGO TMS MASS WIRE CLAMP ADJUSTMENT BLOCK | 6061-T6 Al | 2 |  | 6 | LBR | 6 | CB DONE |  |  | D1200525 | 12
D1200427 | v2 | aLIGO TMS UPPER SUS WIRE ADJUSTER | 6061-T6 Al | 4 |  | 12 | LBR | 14 | CB DONE |  |  | D1200525 | 24
D1200431-01 | v1 | aLIGO TMS BALANCE WEIGHT, 125 G | 304 SSTL | 4 |  | 18 | LBR | 18 | CB DONE |  |  | D1101526 | 24
D1200431-02 | v1 | aLIGO TMS BALANCE WEIGHT, 250 G | 304 SSTL | 4 |  | 18 | LBR | 18 | CB DONE |  |  | D1101526 | 24
D1200432-01 | v1 | aLIGO TMS BALANCE WEIGHT, 31 G | 304 SSTL | 4 |  | 18 | LBR | 18 | CB DONE |  |  | D1101526 | 24
D1200432-02 | v1 | aLIGO TMS BALANCE WEIGHT, 62 G | 304 SSTL | 4 |  | 18 | LBR | 18 | CB DONE |  |  | D1101526 | 24
D1200476 | v1 | aLIGO TMS MASS CABLE CLAMP SCREW | 300 SSTL | 2 |  | 20 | LBR | 20 | CB DONE |  |  | D1200421 | 12
D1200477 | v2 | aLIGO TMS MASS CABLE CLAMP NUT | NITRONIC 60 | 1 |  | 20 | LBR | 20 | CB DONE |  |  | D1200421 | 6
D1300530 | v1 | RECESSED 1/4" 20 UNC x 0.75" CAP HEAD | Ag-PLATED, 18-8 SSTL | 4 | [5 empty] | 50 | ECR E1300503 | D1000441 | 24
D394394N35UHP |  | SINTERED NdFeB MAGNET, Ni-PLATED, 10 mm x 10 mm (MMG MAGDEV P/N) | NEO 35 (NdFeB) | 8 |  | from SUS | CB DONE | 100 | shipment-6377 |  |  | D1001695, D1101527 | 48
FA-403-N |  | FLAT HEAD SOCKET SCREW, #4-40 UNC-2A x 0.1875 LONG | 18-8 SSTL | 6 |  | 18 | LBR | 82 | shipment-6398 |  |  | D1001695 | 36
N-3816-A |  | 3/8-16 HEX NUT | Ag-PLATED 18-8 SSTL | 0 | x | [5 empty] | ECR? | D1200120 OPTION | 0
see E1100159 |  | STEEL MUSIC WIRE, 1.1 MM DIAM | STEEL MUSIC WIRE | 2 |  | from SUS | [5 empty] | D1101166
WF-25 |  | 1/4" 20 UNC WASHER | 18-8 SSTL | 6 | 0 | 160 | LBR | 142 | shipment-6398 |  | ECR? | D1200120 | 36
WF-38 |  | 3/8 FLAT WASHER | 18-8 SSTL | 4 |  | 75 | DONE | 63 | shipment-6398 |  | ECR? | D1200120 | 24
WFV-08 |  | VENTED FLAT WASHER .169 ID, .304 OD, .032 TH | 18-8 SSTL | 14 |  | 42 | LBR | 42 | shipment-6398 |  |  | D1000549, D1101166, D1101527 | 84
WFV-25 |  | VENTED FLAT WASHER .255 ID, .468 OD, .032 TH | 18-8 SSTL | 101 |  | 303 | LBR | 101 | shipment-6398 |  |  | D1000549, D1101526, D1101527, D1200525 | 606
WFV-31 |  | VENTED FLAT WASHER .328 ID, .562 OD, .032 TH | 18-8 SSTL | 2 |  | 6 | LBR | 34 | shipment-6398 |  |  | D1200525 | 12
WFV-50 |  | VENTED FLAT WASHER .515 ID, .875 OD, .032 TH | 18-8 SSTL | 16 |  | 48 | LBR | 102 | shipment-6398 |  |  | D1000549 | 96
Lisa to resolve open issues.
LBR - Moved to LLO Banquet Room

## TMS Integration
D0901880 - aLIGO TMS INTEGRATION
PART # | REV | DESCRIPTION | MATERIAL | Qty Needed | On Order | QTY @ LLO | LLO Status | QTY @ LHO | LHO Status | QTY @ CIT | CIT Status | Notes | Total Needed
1185-4EN250 |  | 1/4-20 x 1D UNC THREAD INSERT | Nitronic 60 | 4 |  | 40 | Baking | 60 | In Transit |  |  | D060422 | 24
1185-2EN246 |  | 8-32 x 1.5 D UNC THREAD INSERT | Nitronic 60 | 4 |  | 74 | Baking | 126 | In Transit |  |  | D060422 | 24
2434K23 |  | ROD END3/8-16, 3/8 THRU, 3.5" L | 304 SSTL | 1 |  | 4 | clean-6413 | 6 | Shipment-6356 |  | In Transit | D1001781 | 6
33045T72 |  | EYEBOLT, NON-SHOULDERED, 780# 5/16-18 x 1.88" THREAD | 304 SSTL | 4 |  | 12 | LBR | 18 | shipment-6367 |  |  | D1101130, see Nichole | 24
6436K34 |  | 1/2 X 1-1/8 TWO PIECE COLLAR | 303 SSTL | 5 |  | 15 | clean-6413 | 21 | Shipment-6356 |  | In Transit | D1001781 | 30
8947T25 |  | THREADED MECHANICAL LINK380# CAPACITY | 316L SSTL | 2 |  | 6 | clean-6413 | 12 | Shipment-6356 |  | In Transit | D1001781 | 12
90670A031 |  | HEX NUT 3/8-16 | Aluminum | 1 |  | 10 | clean-6413 | 90 | Shipment-6356 |  | In Transit | D1001781 | 6
90762A127 |  | HEX NUT, 3/8-16, MS51971-3 | 300 SSTL | 1 |  | 5 | clean-6413 | 10 | Shipment-6356 |  | In Transit | D1001781 | 6
90780A628 |  | HEX HEAD CAP SCREW.375-16 X 1.50 LG | NICKEL-COPPER ALLOY 400 | 1 |  | 4 | clean-6413 | 6 | Shipment-6356 |  | In Transit | D1001781 | 6
90810A029 |  | NICKEL-COPPER ALLOY 400 .250-20 HEX NUT (aka D1101269) | NICKEL-COPPER ALLOY 400 | 10 |  | 30 | clean-6413 | 30 | Shipment-6356 |  | In Transit | D1001781 | 60
90810A030 |  | Hex Nut 5/16"-18 Thread Size, 1/2" Width, 17/64" Height | NICKEL-COPPER ALLOY 400 | 22 |  | 66 | LBR | 84 | shipment-6367 |  |  | D1101130, D1001781 | 132
92196A597 |  | SCREW, SOCKET HEAD CAP, 5/16-18 UNC-2A x 3.5 LONG | 18-8 SSTL | 8 |  | 24 | LBR | 51 | shipment-6367 |  |  | D1101130 | 48
92198A566 |  | HEX HEAD CAP SCREW, 1/4-20 UNC x 6 LG | 18-8 SSTL | 4 |  | 12 | LBR | 38 | shipment-6367 |  |  | D1100827 | 24
93574A513 |  | SHIM WASHER .253 ID, .373 OD, .02 TH | 18-8 SSTL | 2 |  | 6 | LBR | 19 | shipment-6397 |  |  | D1100827 | 12
9713K65 |  | DISC SPRING .317" ID, .625" OD, .022" THICK69 Lb @ .010" DEFLECTION | 300 SSTL | 8 |  | 24 | clean-6413 | 48 | Shipment-6356 |  | In Transit | D1001781 | 48
98408A120 |  | Side-Mount External Retaining Ring | SSTL | 8 |  | 24 | LBR | 51 | shipment-6367 |  |  | D1300001 | 48
98408A122 |  | Side-Mount External Retaining Ring (E-Style) Stainless Steel | SSTL | 8 |  | 24 | LBR | 27 | shipment-6367 |  |  | D1200989 | 48
AS568A-014 |  | O-RING (APPROVED VITON, SHORE 75)1/2 ID X 1/16 WD | FLUORO-ELASTOMER | 30 |  |  |  | 71 | shipment-6397 | 500 |  | D1001781; aka MO-2-014 V75 | 180
AS568A-312 |  | O-RING (APPROVED VITON, SHORE 75)5/8 ID x 3/16 WD | FLUORO-ELASTOMER | 4 |  |  |  | 15 | shipment-6397 | 100 |  | D1001781; aka MO-2-312 | 24
C-1812-NA |  | SCREW, SOCKET HEAD CAP 5/16-18 X 0.75 LONG | Ag PLATED 300 SSTL | 6 |  | 18 | clean-6413 | 42 | Shipment-6356 |  | In Transit | D1001781 | 36
C-1852-N |  | SOCKET HEAD CAP SCREW 5/16-18 X 3.25 LG | 18-8 SSTL | 2 |  | 10 | clean-6413 | 15 | Shipment-6356 |  | In Transit | D1001781 | 12
C-2012-N |  | SCREW, SOCKET HEAD CAP, 1/4-20 x .750 | 18-8 SSTL | 2 |  | 6 | LBR | 19 | shipment-6367 |  |  | D1100827 | 12
C-2014-N |  | SHCS 1/4-20 X 0.875" LONG (MS16995-51) | 18-8 SSTL | 4 | USE SPARES | [6 empty] | D0900435, D0902163 | 24
C-2016-NA |  | SCREW, SOCKET HEAD CAP, 1/4-20 UNC-2A x 1 LONG | Ag-PLATED 300 SSTL | 8 | USE SPARES | 55 | CB DONE |  |  |  |  | D0901880 | 48
C-2018-N |  | SCREW, SOCKET HEAD CAP, 1/4-20 x 1.125 LONG | 18-8 SSTL | 4 |  | 20 | clean-6413 | 30 | Shipment-6356 |  | In Transit | D0902462 | 24
C-2020-N |  | SCREW, SOCKET HEAD CAP 1/4-20 X 1.25 LONG | 18-8 SSTL | 4 |  | 20 | clean-6413 | 30 | Shipment-6356 |  | In Transit | D1001781 | 24
C-2048-N |  | SOCKET HEAD CAP SCREW .25-20 X 3 LG | 18-8 SSTL | 2 |  | 10 | clean-6413 | 15 | Shipment-6356 |  | In Transit | D1001781 | 12
C-2080-N |  | SOCKET HEAD CAP SCREW .25-20 X 5 LG | 18-8 SSTL | 4 |  | 20 | clean-6413 | 30 | Shipment-6356 |  | In Transit | D1001781 | 24
C-2407-NA |  | SOCKET HEAD CAP SCREW, #10-24 x .438 LG | Ag-PLATED 300 SSTL | 16 |  | 0 | CB DONE | 150 | CB DONE |  |  | D1101162 | 96
C-2408-NA |  | SOCKET HEAD CAP SCREW, #10-24 x .50 LG | Ag-PLATED, 18-8 SSTL | 16 |  | 48 | LBR | 53 | shipment-6367 |  |  | D1100827 | 96
C-805-NA |  | 8-32 x 5/16" CAP HEAD (for 6436K34) | Ag-PLATED, 18-8 SSTL | 10 |  | 40 | clean-6413 | 60 | Shipment-6356 |  | In Transit | D1001781 | 60
C-808-N |  | 8-32 UNC x 0.5" CAP HEAD | 18-8 SSTL | 4 |  | Shipment-6300 | CB DONE | 50 | CB DONE |  |  | D060422 | 24
D060334 | v2/L | WIRE CLAMP JAW; ALL MASSES | 304/316 SSTL | 2 |  | 0 | CB DONE | 36 | CB DONE |  |  | D060422 | 12
D060335 | v2/K | RECESSED 1/4" 20 UNC x 0.75" CAP HEAD | 304/316 SSTL | 4 |  | 0 | CB DONE | 72 | CB DONE |  |  | D060422 | 24
D060426 |  | UI MASS WIRE CLAMP BODY | 304/316 SSTL | 2 |  | 0 | CB DONE | 36 | CB DONE |  |  | D060422 | 12
D070056 |  | QUAD N-PTYPE, QUAD DOG CLAMP | 304 SSTL | 10 |  | 42 | CB DONE | 42 | CB DONE |  |  | D0900435, D0902163 | 60
D0900004 | v1 | UHV COMPATIBLE CABLE CLAMP | PEEK | 8 | 0 | 20 | LBR | 100's | CB DONE | 100's | CB DONE | D0902462 | 48
D0902462 |  | UHV COMPATIBLE CABLE CLAMP ASSY |  | 4 | [7 empty] | Matt H. and Betsy W. | 24
D1001929-01 |  | aLIGO TMS SEISMIC SAFETY STOPCHAMBER BRACKET, RIGHT | 302 SSTL | 1 |  | 6 | CB DONE | 6 |  |  |  | D1001781 | 6
D1001929-02 |  | aLIGO TMS SEISMIC SAFETY STOPCHAMBER BRACKET, LEFT | 302 SSTL | 1 |  | 6 | CB DONE | 6 |  |  |  | D1001781 | 6
D1001937 |  | aLIGO TMS EARTHQUAKE STOP CROSS BAR | 6061-T6 ALU | 1 |  | 3 | CB DONE | 3 |  |  |  | D1001781 | 6
D1001939 |  | aLIGO TMS STOP SIDE BAR | 6061-T6 ALU | 2 |  | 6 | CB DONE | 6 |  |  |  | D1001781 | 12
D1001941 |  | aLIGO TMS STOP ROD | 304 SSTL | 1 |  | 4 | CB DONE | 4 |  |  |  | D1001781 | 6
D1001942 |  | aLIGO TMS END BRACKET ROD | 304 SSTL | 2 |  | 6 | CB DONE | 6 |  |  |  | D1001781 | 12
D1001943 |  | aLIGO TMS STOP PLATE | 6061-T6 ALU | 4 |  | 12 | CB DONE | 12 |  |  |  | D1001781 | 24
D1002239 |  | aLIGO TMS TELESCOPE WIRE CLAMP JAW | 304 SSTL | 4 |  | 0 | CB DONE | 24 | CB DONE |  |  | D1101162 | 24
D1002240 |  | aLIGO TMS TELESCOPE WIRE CLAMP BASE | 304 SSTL | 4 |  | 0 | CB DONE | 24 | CB DONE |  |  | D1101162 | 24
D1002424 |  | VIBRATION ABSORBER ASSEMBLY | ASSY | 2 | Jeff B. | [6 empty] | D0900435, D0902163; supplied by Systems | 12
D1003190 |  | QUAD SHORTER DOG CLAMP | 304 SSTL | 10 |  | 27 | CB DONE | 27 | CB DONE |  |  | D0900435, D0902163 | 60
D1100264-01 | v3 | TMS TELESCOPE SAFETY SUPPORT BEAM, FRONT | 6061-T6 Al | 1 |  | 3 | CB DONE | 3 |  |  |  | D1101130 | 6
D1100264-02 | v3 | TMS TELESCOPE SAFETY SUPPORT BEAM, REAR | 6061-T6 Al | 1 |  | 3 | CB DONE | 3 |  |  |  | D1101130 | 6
D1100271 | v2 | TMS VERTICAL SAFETY STOP STRUCTURAL MOUNT | 6061-T6 Al | 4 |  | 12 | CB DONE | 12 |  |  |  | D1101130 | 24
D1100280 | v1 | TMS SAFETY CHAIN MOUNT, FRONT | 6061-T6 Al | 2 |  | 6 | CB DONE | 6 |  |  |  | D1101130 | 12
D1100281 | v2 | TMS SAFETY CHAIN MOUNT, REAR | 6061-T6 Al | 2 | x | 6 | CB DONE | 1 |  |  |  | D1101130 | 12
D1100499 |  | TMS HORIZONTAL RESTRAINT LINK | 304 SSTL | 1 |  | 2 | CB DONE | 5 | CB DONE |  |  | D1001781 | 6
D1100672 | v2 | TMS VERTICAL SAFETY CLAMP BASE | 304 SSTL | 1 |  | 3 | CB DONE | 2 |  | 1 |  | D1100827 | 6
D1100673 | v1 | TMS VERTICAL SAFETY CLAMP PLATE, UPPER | 304 SSTL | 1 |  | 3 | CB DONE | 2 |  | 1 |  | D1100827 | 6
D1100674 | v2 | TMS VERTICALL SAFETY SUSPENDED CLAMP | 304 SSTL | 1 |  | 3 | CB DONE | 2 |  | 1 |  | D1100827 | 6
D1100675 | v1 | TMS VERTICAL SAFETY CATCH | 6061-T6 Al | 1 |  | 3 | CB DONE | 3 |  |  |  | D1100827 | 6
D1100707 | v1 | TMS VERTICAL SAFETY CLAMP PLATE, LOWER | 304 SSTL | 1 |  | 3 | CB DONE | 2 |  | 1 |  | D1100827 | 6
D1100785-562 |  | FLAT WASHER, .38 X .562 OD | NITRONIC 60 | 20 | x | from SUS | [5 empty] | D0900435, D0902163 | 120
D1100791 |  | TMS SUS CABLE CLAMP PLATE, INNER | 6061-T6 AL | 4 |  | 30 | CB DONE | 30 |  |  |  | D0900435, D0902163 | 24
D1100792 |  | TMS SUS CABLE CLAMP PLATE, OUTER | 6061-T6 AL | 4 |  | 30 | CB DONE | 30 |  |  |  | D0900435, D0902163 | 24
D1100988 |  | aLIGO TMS SEISMIC SAFETY STOP CHAIN | 304 SSTL | 2 |  | 24 | LBR | 27 | shipment-6397 |  |  | D1001781 | 12
D1200752 |  | aLigo Nut Plate - Structure Tube | 6061-T6 Al | 4 |  | 12 | LBR | 15 | shipment-6397 |  |  | D1101130; new | 24
D1200753 |  | SST_Socketheadcapscrew-Captive | 18-8 SSTL | 8 | F | 24 | LBR | 24 | shipment-6398 |  |  | D1300001 | 48
D1200772 |  | Safety Screw Retainer | AISI 304 | 8 | [7 empty] | D1101130; NO DRAWING | 48
D1200988 |  | ALIGO CAPTIVE SCREW, TELE WIRE CLAMP | SSTL Ag | 8 |  | 51 | CB DONE |  |  |  |  | D1200989 | 48
D1201436 | v1 | Safety Wire Production | 316 SSTL | 1 |  | 4 | LBR | 8 | shipment-6397 |  |  | D1100827 | 6
N-2520-A |  | HEX NUT, 1/4-20 | Ag-PLATED, 18-8 SSTL | 4 | USE SPARES | [6 empty] | D1100827 | 24
see E1100159 |  | STEEL MUSIC WIRE, 1.1 MM DIAM | STEEL MUSIC WIRE | 2 | [7 empty] | D1101163 | 12
TWP450-1624-N |  | 12PT BOLT, 3/8-16 X 1.5" LONG (3AJ1.500-12CL) | 450 SSTL | 20 |  |  |  | 100 | Shipment-6356 | 50 |  | D0900435, D0902163 | 120
WF-31 |  | 5/16 FLAT WASHER.375 I.D., .875 O.D., .064-.104 THICK | 300 SSTL | 14 | USE WFV-31 | [6 empty] | D1001781 | 84
WFV-08 |  | VENTED FLAT WASHER .169 ID, .304 OD, .032 TH | 18-8 SSTL | 4 |  | 0 | CB DONE | 66 | CB DONE |  |  | D1101163 | 24
WFV-25 |  | 1/4 VENTED WASHER, .255 ID x .468 OD x .032 THK | 18-8 SSTL | 70 | 0 | 210 | CB DONE |  |  |  |  | D1100827, D1200989, D1001781, D0900435, D0902163 | 420
WFV-31 |  | 5/16 VENTED FLAT WASHER .328 ID, .562 OD, .032 TH | 18-8 SSTL | 52 |  | 150 | LBR |  |  |  |  | D1101130 | 312
WFV-38 |  | 3/8 VENTED FLAT WASHER .39 ID, .625 OD, .372 TH | 18-8 SSTL | 9 |  | 27 | LBR | 73 | shipment-6397 |  |  | D1300001, D1001781 | 54
D1000234-96 |  | SUS - DOUBLE (AOS) Cable |  | 2 | Calum | [7 empty] | 12
Lisa to resolve open issues.

## OFI
D0900136 - aLIGO Output Faraday Isolator Assembly
PART # | REV | DESCRIPTION | MATERIAL | Total Needed | On Order | QTY @ LLO | LLO Status | QTY @ LHO | LHO Status | QTY @ CIT | CIT Status | Notes | Total Needed
1185-2EN328 |  | #8-32 X .328" HELICOIL | NITRONIC 60 | 56 |  | 80 | DONE | 148 | CB Done |  |  |  | 168
1185-4EN500 |  | #1/4-20 X .500 HELICOIL (Emhart P/N 1185-4EN500) | Nitronic 60 | 30 (26) |  | 170 | DONE |  |  |  |  | qty increase per ECR E1201075 - 150 in shipment-5532 | #VALUE!
90145A313 |  | DOWEL PIN .031DX.312L McMASTER CARR | 18-8 SSTL | 6 |  | 80 | DONE | [5 empty] | 18
90945A760 |  | 1/4 FLAT WASHER, .260 ID x .47 OD X .02 THK; NAS 620-C416L | 300 SSTL | 2 |  | 20 | DONE | [5 empty] | 6
91475A029 |  | Washer, Lock, .25 x .49 OD, 300 SSTL | 300 SSTL | 2 |  | 48 | DONE |  |  | 42 |  |  | 6
92200A076 |  | Head Cap Screw 300 Series SS, 2-56 Thrd, 3/16" Length | 300 SSTL | 16 |  | 44 | DONE |  |  | 82 |  |  | 48
92200A106 |  | Head Cap Screw 300 Series SS, 4-40 Thrd, 1/4" Length | 300 SSTL | 4 |  | 16 | DONE |  |  | 8 |  |  | 12
92200A108 |  | Head Cap Screw 300 Series SS, 4-40 Thrd, 3/8" Length | 300 SSTL | 7 |  | 23 | DONE |  |  | 37 |  |  | 21
92200A198 |  | SCREW, SCH, 8-32X 7/8, MS16995-29, MC #9220A198 | 300 SSTL | 12 |  | 38 | DONE |  |  | 62 |  |  | 36
92200A540 |  | Screw, Socket Head Cap, 1/4-20 UNC-2A x 3/4" lg. | 300 SSTL | 12 |  | 29 | DONE |  |  | 20 |  |  | 36
92200A541 |  | Screw, Socket Head Cap, 1/4-20 UNC-2A x 7/8" lg. | 300 SSTL | 13 |  | 27 | DONE |  |  | 13 |  |  | 39
92200A542 |  | Screw, Socket Head Cap, 1/4-20 UNC-2A x 1.00 lg. | 300 SSTL | 32 |  | 73 | DONE |  |  | 32 |  |  | 96
92200A546 |  | SHCS, .25 X 20 X 1.50 LG., MS19995-54 | 300 SSTL | 10 |  | 45 | DONE | [5 empty] | 30
93190A550 |  | Fully Threaded Hex Head Cap Screw 1/4"-20 Thread, 2" Length | 316 SSTL | 4 |  | 20 | DONE |  |  | 20 |  | ECR E1300262 | 12
94051A209 |  | Washer, Flat, #8, Titanium | TITANIUM | 8 |  | 27 | DONE |  |  | 8 |  |  | 24
95435A568 |  | SHCS, 8-32 x .5, Titanium | TITANIUM | 20 |  | 60 | DONE |  |  | 20 |  |  | 60
9713K53 |  | Disc Spring_Stainless Steel Belleville, .125 ID, .250 OD, .009 Thick | 304 SSTL | 4 |  | 20 | DONE |  |  | 16 |  |  | 12
97345A569 |  | Shoulder Screw 5/16" Shoulder Dia, 2" L Shoulder, 1/4"-20 Thread | 316 SSTL | 4 |  | 12 | DONE | [5 empty] | 12
98017A660 |  | Washer, Flat. .25 (was 90313A204) | 18-8 SSTL | 26 |  | 100 | DONE |  |  |  |  | ECR E1201075 and AO-625 - ECR E1300042 - 100 in shipment-5532 | 78
BU-203-N |  | 18-8 SS Button Head Socket Cap Screw 2-56 Thread, 3/1 Length 6" | 18-8 SSTL | 2 |  | 18 | DONE |  |  | 9 |  |  | 6
C-2006-N |  | SCREW, SHC, 1/4-20 x 3/8, MS16995-47, MC #92200A535 | 300 SSTL | 2 |  | 15 | DONE | [5 empty] | 6
C-2012 |  | SCREW, SHC, 1/4-20 X .75 LG., vented, 18-8 SS | 18-8 SSTL | 4 |  | 16 | DONE |  |  | 4 |  |  | 12
C-2012-N |  | SCREW, SHC, .25-20 X 0.75 LG. | 18-8 SSTL | 1 |  | 10 | DONE |  |  |  |  | AO-625 - ECR E1300042, requisition - 10 in shipment-5532 - 1/23/13 arrival @ CIT | 3
C-2016-N |  | Screw, Soc HD Cap, 1/4-20 x 1.00 (was 90128A247) | 18-8 SSTL | 27 (26) |  | 110 | CB Done |  |  |  |  | ECR E1201075 and AO-625 - ECR E1300042 1/23/13 arrival @ CIT | #VALUE!
C-2018 |  | SHCS, 1/4-20 x 1-1/8" LG. 18-8 SSTL, Vented | 18-8 SSTL | 4 |  | 17 | DONE | [5 empty] | 12
C-2020-N |  | SCREW, SHC, .25-20 X 1.25 LG., 300 SSTL, MS16995-53, 92200A544 | 18-8 SSTL | 1 |  | 20 | DONE | [5 empty] | 3
C-2024-N |  | SCREW, SHC, .25-20 X 1.5 LG. | 18-8 SSTL | 1 |  | 10 | DONE | [5 empty] | 3
C-2028-N |  | SCREW, SHC, .25-20 X 1.75 LG. | 18-8 SSTL | 1 |  | 10 | DONE | [5 empty] | 3
C-2032-N |  | SCREW, SHC, .25-20 X 2.0 LG. | 18-8 SSTL | 1 |  | 10 | DONE | [5 empty] | 3
C-203-NA |  | SHCS, 2-56 x 3/16" Lg, Ag-Plated, UC Comp., 18-8 SSTL | Ag-PLATED 18-8 SSTL | 12 |  | 24 | DONE |  |  | 36 |  |  | 36
C-204-N |  | SCREW, SHC, #2-56 X 1/4" LG. | 18-8 SSTL | 2 | [5 empty] | 25 |  | D0900586 | 6
C-412-N |  | Head Cap Screw 18-8 SSTL, 4-40 Thrd, 3/4" Length | 18-8 SSTL | 4 |  | 16 | DONE |  |  | 16 |  |  | 12
C-5020-N |  | SOCKET HEAD CAP SCREW, 1/2"-20 THRD, 1-1/4" L, MS 16995-95 | 18-8 SSTL | 4 |  | 14 | DONE | [5 empty] | 12
C-606-N |  | Head Cap Screw 300 Series SS, 6-32 Thrd, 3/8" Length, MS16995-17 | 18-8 SSTL | 8 |  | 34 | DONE | [5 empty] | 24
C-608-N |  | SHCS, 6-32 x .50, 300 SSTL, MS16995-18 | 18-8 SSTL | 6 |  | 60 | DONE | [5 empty] | 18
C-808-N |  | SCREW, SHC, 8-32 x 1/2, MS16995-26, MC#92200A194 | 18-8 SSTL | 21 |  | 138 | DONE | [5 empty] | 63
C-814 |  | SHCS, Vented, 8-32 X .875 LG. | 18-8 SSTL | 1 |  | 19 | DONE |  |  | 1 |  |  | 3
C-816-N |  | 8-32 x 1, SHCS 300SSTL | 18-8 SSTL | 12 |  | 73 | DONE | [5 empty] | 36
C-816-NA |  | 8-32 x 1, SHCS, 18-8 SSTL, silver plated | Ag-PLATED 18-8 SSTL | 4 |  | 26 | DONE |  |  | 4 |  |  | 12
D0900015 | v4 | FARADAY ISOLATOR TABLE | 6061-T6 Al | 0 |  | 1 | assembled |  |  | 2 | v4 003 (tape), 005 | Do not use in new design | 0
D0900015 | v3 | FARADAY ISOLATOR TABLE | 6061-T6 Al | 1 |  | 2 | DONE |  |  | 1 |  | ECR E1300082 | 3
D0900026 |  | DAMPER MOUNTING PLATE | 6061-T6 Al | 1 |  | 2 | DONE |  |  | 3 | v3 004,005,006 |  | 3
D0900027 |  | COPPER PLATE | COPPER | 2 |  | 4 | DONE |  |  | 4 | v2 009,010 007,008 (spare box) |  | 6
D0900168 | v6 | CROSSBAR PLATE | 6061-T6 Al | 1 |  | 2 | DONE |  |  | 1 |  |  | 3
D0900169 |  | CROSSBAR SIDE | 6061-T6 Al | 4 |  | 12 | DONE |  |  | 4 | v3 001,002,003,004 |  | 12
D0900308 |  | OMC STRUCTURAL WELDMENT | 6061-T6 Al | 1 |  | 2 | assembled | 3 | 2 in OMC assembly | 1 |  |  | 3
D0900309 |  | CORNER BRACE, OMC STRUCTURAL WELDMENT | 6061-T6 Al | 8 |  | 16 | assembled | 24 | 16 in OMC assembly | 8 |  |  | 24
D0900352 |  | HALF WAVE PLATE HOLDER | 6061-T6 Al | 1 |  | 2 | DONE |  |  | 1 | v3 002 |  | 3
D0900357 |  | WEDGED PRISM HOLDER | 304 SSTL | 1 |  | 3 | DONE | [5 empty] | 3
D0900439 |  | TFP POLARIZER PLATE |  | 1 |  | 3 | DONE | [5 empty] | 3
D0900464 |  | ROTATOR 20mm 1064nm-VAC COMPATIBLE | 304, 316 OR 302 SSTL | 1 |  | 1 |  | 1 |  | 1 |  | rotator with crystal- iLigo | 3
D0900541 | v3 | FI UPPER BLADE | Maraging Steel C250 | 0 |  | 2 | DONE |  |  | 8 | v2 002,003 | Do not use in new design | 0
D0900541 | v5 | FI UPPER BLADE | Maraging Steel C250 | 2 | [5 empty] | 10 | age bake done, need characterization | ECR E1300082 | 6
D0900566 |  | UP BLADE CLAMP TOP | 6061-T6 Al | 2 |  | 4 | DONE |  |  | 5 | v2 005,006,007,010, v1 001 |  | 6
D0900578 |  | BLADE GUARD RISER | 6061-T6 Al | 4 |  | 8 | DONE |  |  | 9 | v3 015,011,012,009,013,010,001,004, v1 001 |  | 12
D0900582 |  | MUSIC WIRE SPLIT CLAMP 1 | 304, 316 OR 302 SSTL | 4 |  | 8 | DONE |  |  | 15 | v2 011,012,013,015,016,018,019,020, qty 7 s/n ? |  | 12
D0900583 |  | MUSIC WIRE SPLIT CLAMP 2 | 304, 316 OR 302 SSTL | 4 |  | 8 | DONE |  |  | 14 | v3 008,009,010,012,013,015,017, qty 7 s/n ? |  | 12
D0900588 |  | WIRE ADJUSTABLE ADAPTER | 6061-T6 Al | 4 |  | 12 | DONE |  |  | 6 | v2 011, qty 3 ?, v5 012, v6 014 |  | 12
D0900616 |  | PRISM MOUNT BASE_LH | 6061-T6 Al | 1 |  | 2 | DONE |  |  | 1 | v2 005 |  | 3
D0900617 |  | OPTICAL PRISM | CALCITE | 4 |  | 4 |  | 4 |  | 4 |  | prism - iLigo | 12
D0900618 |  | OPTICAL PRISM TOP PLATE | 6061-T6 Al | 2 |  | 4 | DONE |  |  | 2 | v1 002,003 |  | 6
D0900619 |  | CLIP | 304 SSTL | 4 |  | 12 | DONE |  |  | 4 | v1 014,018,020,022 |  | 12
D0900620 |  | PRISM MOUNT BASE_RH | 6061-T6 Al | 1 |  | 2 | DONE |  |  | 1 | v3 004 |  | 3
D0900778 |  | MAGNET ATTACHMENT PLATE | 430F or 430FR | 2 |  | 4 | DONE |  |  | 6 | v2 002,003 001, 006 (assembled),007,009 (spare box) |  | 6
D0900991 |  | SCREW, SOCKET HEAD CAP, #8-32 UNC-3A X 1.75 LONG, FULLY THREADED, ROUNDED END | 300 SSTL | 2 |  | 7 | DONE | [5 empty] | 6
D0901271 |  | BLADE GUARD CROSSPIECE | 6061-T6 Al | 2 |  | 4 | DONE |  |  | 4 | v3 003,009,010 (spare box) v1 002 |  | 6
D0901514 |  | BLADE CLAMP PLATFORM | 6061-T6 Al | 2 |  | 4 | DONE |  |  | 5 | v2 004,010,008,007, qty 1 not marked |  | 6
D0901764 |  | TABLE BALANCE WEIGHT | 304, 316 OR 302 SSTL | 2 |  | 4 | DONE |  |  | 3 | v2 010,002,003,004, v1 008 |  | 6
D0902845 | v4 | REFLECTION BAFFLE | A424 TYPE I, 18GA, SSTL | 1 |  | 1 | DONE | 2 |  | 1 | v4 001 (oxidized) | 2 at LHO need rework | 3
D1000846 |  | Vibration Absorber Assembly | - | 2 | [7 empty] | supplied by Systems | 6
D1001376-01 |  | AdvLIGO HAM Optics Table Dog Clamp 1.1S | 304 SSTL | 4 |  | 14 | DONE | [5 empty] | 12
D1001376-02 |  | AdvLIGO HAM Optics Table Dog Clamp 1.1M | 304 SSTL | 6 |  | 38 | DONE |  |  |  |  | qty change ECR E1201075 | 18
D1001376-03 |  | AdvLIGO HAM Optics Table Dog Clamp 1.1L | 304 SSTL | 2 |  | 18 | DONE |  |  |  |  | ECR E1201075 | 6
D1001859 |  | FIXED STOP_RH | 6061-T6 Al | 1 |  | 2 | DONE |  |  | 1 | v2 005 |  | 3
D1001860 |  | SPRING BLOCK_RH | 6061-T6 Al | 1 |  | 2 | DONE |  |  | 1 | v2 005 |  | 3
D1001861 |  | U-SPRING | 304 SSTL | 2 |  | 6 | DONE |  |  | 5 | v2 003,004,006,014,015 |  | 6
D1001862 |  | PRISM BASE SUPPORT | 6061-T6 Al | 4 |  | 12 | DONE | [5 empty] | 12
D1001863 |  | OPTICAL PRISM SPACER | 304 SSTL | 2 |  | 2 |  | 2 |  | 2 |  | with prisms | 6
D1001864 |  | PRISM BEAM DUMP | A424 TYPE I, 18GA, SSTL | 2 |  | 2 | DONE | 4 |  | 2 |  | baffle - failed FTIR, 4 @ LHO, 6 @ CIT | 6
D1001870 |  | FIXED STOP_LH | 6061-T6 Al | 1 |  | 2 | DONE |  |  | 1 | v2 ? |  | 3
D1001871 |  | SPRING BLOCK_LH | 6061-T6 Al | 1 |  | 2 | DONE |  |  | 1 | v2 004 |  | 3
D1001919 |  | BEAM DUMP MOUNTING CLAMP | 304 SSTL | 7 |  | 17 | DONE |  |  | 2 | v1 028,029 |  | 21
D1001920 | v1 | INPUT BAFFLE BEAM DUMP | enameled steel | 0 |  |  |  | 1 | assembled |  |  | Do not use in new design | 0
D1001920 | v2 | INPUT BAFFLE BEAM DUMP | A424 TYPE I, 18GA, SSTL | 0 |  | 1 | assembled | 2 | DONE | 1 | DONE | Do not use in new design | 0
D1001920 | v3 | INPUT BAFFLE BEAM DUMP | Black Glass | 0 | [5 empty] | 4 | rejected | Do not use in new design | 0
D1001920 | v4 | INPUT BAFFLE BEAM DUMP | Black Glass | 1 | 4 | [6 empty] | ECR E1300066 | 3
D1001959 |  | RETICLE HOLDER | 6061-T6 Al | 1 |  | 2 | DONE |  |  | 1 | v2 004 |  | 3
D1001960 |  | WIRE SUPPORT BLOCK | 6061-T6 Al | 4 |  | 8 | DONE |  |  | 8 | v2 001,002,007,013,014,017,019 (spare box) v1 010 |  | 12
D1001961 |  | OUTPUT ALIGNMENT FIXTURE BASE | 6061-T6 Al | 1 |  | 2 | DONE |  |  | 1 | v3 001 (class A) |  | 3
D1001962 | V4 | OUTPUT ALIGNMENT FIXTURE SUPPORT | 6061-T6 Al | 1 |  | 1 | DONE | 1 |  | 2 | v4 001 | Do not use in new design | 3
D1001962 | V5 | OUTPUT ALIGNMENT FIXTURE SUPPORT | 6061-T6 Al | 1 |  | 1 | DONE |  |  | 2 |  |  | 3
D1002168 |  | MUSIC WIRE SPLIT CLAMP 3 | 304, 316 OR 302 SSTL | 2 |  | 4 | DONE | [5 empty] | 6
D1002169 |  | MUSIC WIRE SPLIT CLAMP 4 | 304, 316 OR 302 SSTL | 2 |  | 4 | DONE | [5 empty] | 6
D1002170 |  | LOWER MUSIC WIRE 2 | Steel Music Wire | 2 | [7 empty] | 0.016" diameter, need fixture for length | 6
D1002257 |  | CROSSBAR PLATE_IN | 6061-T6 Al | 1 |  | 2 | DONE |  |  | 1 |  |  | 3
D1002362 |  | FARADAY ISOLATOR BEAM DUMP MOUNT | 6061-T6 Al | 2 |  | 3 | DONE |  |  | 7 | v2 003,006,009 |  | 6
D1002363 |  | FARADAY ISOLATOR BEAM DUMP | 18 GA A424 TYPE I STEEL | 2 |  | 2 | DONE | 4 | CB Done | 2 |  |  | 6
D1002424 | v3 | VIBRATION ABSORBER, 5LB VERTICAL WITH O-RINGS | - | 2 | from SUS | [7 empty] | 6
D1002533 |  | Output Faraday Isolator Dummy Weight | 304, 316 OR 302 SSTL | 1 |  | 2 | DONE |  |  | 7 | v1 002,004 (assembled), 006,007,008,009,010 (spare box) |  | 3
D1002540 |  | Output Faraday Isolator Dummy Weight (rotate) | 304, 316 OR 302 SSTL | 1 |  | 2 | Cleaned |  |  | 6 | v1 001 006,007,008,009,010 (spare box) | Clean-4991 | 3
D1002542 |  | TABLE BALANCE WEIGHT, .75# | 304, 316 OR 302 SSTL | 4 |  | 8 | DONE |  |  | 9 | v3 013,014,015,002,010,016,018,019 v1 020 |  | 12
D1100019 |  | HALF WAVE QUARTZ HOLDER | 304 SSTL | 1 |  | 1 | DONE |  |  | 3 |  |  | 3
D1100020 |  | HALF WAVE QUARTZ NUT | 6061-T6 Al | 1 |  | 1 | DONE |  |  | 3 |  |  | 3
D1100027 |  | CLIP | 304 SSTL | 8 |  | 22 | DONE |  |  | 31 | various s/n |  | 24
D1100030 |  | HALF WAVE QUARTZ SPACER | 6061-T6 Al | 1 |  | 3 | DONE | [5 empty] | 3
D1100171 | v5 | Output Faraday Isolator Spacer (HAM5-H1) | 6061-T6 Al | 1 |  |  |  | 1 | CB Done |  |  | ECR E1201075 | 3
D1100208 | v4 | Output Faraday Isolator Spacer (HAM5-L1) | 6061-T6 Al | 1 |  | 1 | DONE |  |  |  |  | ECR E1201075, Rework complete | 3
D1100247 |  | OUTPUT FARADAY ISOLATOR BAFFLE | A424 TYPE I, 18GA, SSTL | 1 |  | 1 | DONE | 2 | Cleaned | 1 |  |  | 3
D1100258 |  | OUTPUT FARADAY ISOLATOR BAFFLE (opposite) | A424 TYPE I, 18GA, SSTL | 1 |  | 1 | DONE | 2 | Cleaned | 2 |  |  | 3
D1100785-530 |  | WASHER, FLAT, .25 X .530 O.D. | NITRONIC 60 | 12 |  | 50 | DONE |  |  |  |  | beg, borrow, steal; qty change ECR E1201075 - Mike V. is pulling (50) fm SUS cabinet | 36
D1200184 |  | DAMPER PLATE MOUNTING FRONT BRACKET | 6061-T6 Al | 2 |  | 4 | DONE |  |  | 2 | v1 007,008 |  | 6
D1200185 |  | DAMPER PLATE MOUNTING BACK BRACKET | 6061-T6 Al | 1 |  | 2 | DONE |  |  | 1 | v1 004 |  | 3
D1200186 |  | DAMPER PLATE MOUNTING BACK (LOWERED) BRACKET | 6061-T6 Al | 1 |  | 2 | DONE |  |  | 1 | v1 004 |  | 3
D1200198 |  | WEDGED PRISM HOLDER STAND | 6061-T6 Al | 1 |  | 2 | DONE | [5 empty] | 3
D1200434 |  | OFI_WEDGE PRISM, 1.0 INCH | FUSED SILICA | 1 |  | 3 | assembled |  |  | 3 |  |  | 3
D1200841 |  | OFI_WEDGED PRISM NUT | 6061-T6 Al | 1 |  | 3 | assembled |  |  | 1 |  |  | 3
D1200842 |  | OFI_WEDGED PRISM SPACER | 6061-T6 Al | 1 |  | 3 | assembled |  |  | 1 |  |  | 3
D1201145 |  | Inner Bar, Output Faraday Isolator Spacer | 6061-T6 Al | 0 |  | 2 | DONE |  |  | 2 | v1 001,002 | Do not use in new design | 0
D1201320 |  | THIN FILM POLARIZER |  | 1 |  | 3 | Cleaned |  |  |  |  | Optics Lab, 1 assembled | 3
D1201445 |  | HEX, NUT, .50-13, 18-8 AG-SSTL, MODIFIED | Ag-PLATED 18-8 SSTL | 4 |  | 12 | DONE | [5 empty] | 12
D1300016-01 | V1 | Table Balance Weight Offset, 3 lbs. | 304, 316 OR 302 SSTL | 5 |  | 6 | DONE |  |  |  |  | AO-625 - ECR E1300042 | 15
D1300016-02 | V1 | Table Balance Weight Offset, 0.5 lbs. | 304, 316 OR 302 SSTL | 4 | 2 | 3 | DONE |  |  |  |  | AO-625 - ECR E1300042 | 12
D1300016-03 | V1 | Table Balance Weight Offset, 0.25 lbs. | 304, 316 OR 302 SSTL | 3 |  | 4 | DONE |  |  |  |  | AO-625 - ECR E1300042 | 9
D1300016-04 | V1 | Table Balance Weight Offset, 1 lbs. | 304, 316 OR 302 SSTL | 2 | 3 | 0 | DONE |  |  |  |  | AO-625 - ECR E1300042 | 6
D1300023-01 | V1 | Table Balance Weight Centered, 1 lbs. | 304, 316 OR 302 SSTL | 5 | 3 |  |  |  |  | 3 |  | AO-625 - ECR E1300042 | 15
D1300023-02 | V1 | Table Balance Weight Centered, 0.5 lbs. | 304, 316 OR 302 SSTL | 4 |  | 5 | DONE |  |  |  |  | AO-625 - ECR E1300042 | 12
D1300023-03 | V1 | Table Balance Weight Centered, 0.25 lbs. | 304, 316 OR 302 SSTL | 2 |  | 7 | DONE |  |  |  |  | AO-625 - ECR E1300042 | 6
D1300023-04 | V1 | Table Balance Weight Centered, 0.13 lbs. | 304, 316 OR 302 SSTL | 3 | 4 | 0 | DONE |  |  |  |  | AO-625 - ECR E1300042 | 9
D1300136 | V1 | Output Faraday Isolator Earthquake Stop Post | 6061-T6 Al | 4 | [5 empty] | 20 |  | ECR E1300262 | 12
D1300321 | v1 | FARADAY ISOLATOR MUSIC WIRE SPLIT CLAMP CLAMP | 6061-T6 Al | 2 | [5 empty] | 12 |  | D0900586 | 6
D1300791 | v1 | OFI EQ Stops for magnets | 6061-T6 Al | 4 | [5 empty] | 20 |  | D0900586 | 12
FA-2010-N |  | CHCS, 1/4-20 X 5/8" LONG (McMASTERCARR 90585A358) | 316 SSTL | 78 |  | 236 | DONE |  |  |  |  | D0900655 | 234
FA-2042-N |  | SCREW, FHSC, 18-8, 1/4-20 X 2-5/8" | 300 SSTL | 26 |  | 150 | DONE | [5 empty] | 78
N35P500500HT |  | BLUNTING MAGNETICS-NEODYMIUM .50 DIA X .50L | NEO 35 | 16 |  | 48 | DONE |  |  | 32 |  |  | 48
N-832-A |  | NUT, HEX 8-32, 18-8 SSTL, Ag plated | Ag-PLATED 18-8 SSTL | 4 |  | 16 | DONE |  |  | 4 |  |  | 12
T-403 |  | SCR, SCSTCPT, 18-8, VNT, 4-40 x 3/16" | 18-8 SSTL | 4 |  | 22 | DONE |  |  | 8 |  |  | 12
TWP450-2032-N |  | SCREW, 12PT, 450, 1/4-20X2" | 450 SSTL | 12 |  | 100 | DONE |  |  |  |  | qty change ECR E1201075 | 36
WF-04 |  | WASHER, FLAT, #4 |  | 3 |  | 17 | DONE | [5 empty] | 9
WF-08 |  | WASHER, FLAT, #8 (NAS 620-C8 OR EQUIVALENT) | 300 SSTL | 4 |  | 64 | DONE | [5 empty] | 12
WPZ10H-FY |  | HALF WAVE QUARTZ PLATE ZERO ORDER_1064NM | Glass | 1 |  | 3 | Cleaned |  |  | 1 |  | Optics Lab, 1 assembled | 3

## SLC Class B
CLASS B - SLC Tooling and Installation Parts
Sub-Assembly | PART # | REV | DESCRIPTION | MATERIAL | QTY Needed | On Order | QTY @ LLO | LLO Status | QTY @ LHO | LHO Status | QTY @ CIT | CIT STATUS | NOTES | Comments
ACB - ETM | 33045T77 |  | Eyebolt for Swingback Plate |  | 1 |  | 3 | CB DONE | 5 |  | 2 |  |  | D1200655
ACB - ETM | 92200A246 |  | SOCKET HEAD CAP SCREW, 10-24 X .875 LG, NAS 1352C-3-14 (OR EQUIV) | 300 SSTL | 2 |  | 50 | CB DONE | 32 | - |  |  |  | D1001005-1
ACB - ETM | 92200A540 |  | SCREW, SHC, 1/4-20 x 3/4, MS16995-50, MC #92200A540 | 300 SSTL | 18 |  | 35 | CB DONE | 35+50 | CB DONE |  |  |  | D1200655
ACB - ETM | 92240A634 |  | SCREW, HH, 3/8-16 X 2.50 LG. |  | 3 |  | 20 | CB DONE | - | - |  |  |  | D1002383 (BSC9)
ACB - ETM | 98019A355 |  | WASHER, FLAT, 1/4 (NAS 620-C416 OR EQUIVALENT) | 300 SSTL | 8 |  | 20 | CB DONE | 104+9 | CB DONE | 177 |  |  | D1200655, D1002383 (BSC9)
ACB - ETM | C-2014-A |  | SCREW, SOCKET HEAD CAP, 1/4-20 UNC-2A X 7/8" LONG, FULLY THREADED | Ag-PLATED 18-8 SSTL | 2 |  | 2 | CB DONE | 2 | CB DONE |  |  |  | D1001005-1
ACB - ETM | C-2016-NA |  | SOCKET HEAD CAP SCREW, SHC, 1/4-20 x 1" L | Ag-PLATED 18-8 SSTL | 8 |  | 124 | CB DONE | 21+4 | CB DONE | 4 |  |  | D1002383 (BSC9)
ACB - ETM | D1101099 |  | aLIGO ACB BEND FIXTURE | 6061-T6 Al | 1 |  | 2 | CB DONE | 2 | CB DONE |  |  |  | D1001005-1
ACB - ETM | D1101184 |  | aLIGO ACB BEND FIXTURE PLATE | 6061-T6 Al | 1 |  | 2 | CB DONE | 2 | CB DONE |  |  |  | D1001005-1
ACB - ETM | D1101288 |  | ALIGNMENT FIXTURE, TUBE UP ASSEMBLY | N/A | 1 |  | 1 | CB DONE | 1 |  |  |  | ICS issue - D1101289 | D1200655
ACB - ETM | D1101298 |  | BLADE SPRING BENDING HOOK ASSY | 304 SSTL | 1 |  | 2 | CB DONE | 2 | CB DONE |  |  |  | D1001005-1
ACB - ETM | D1101597 |  | Swing Back Plate |  | 1 |  | 2 | CB DONE | 2 |  | 2 |  |  | D1200655
ACB - ETM | D1101619 |  | ACB_STAGE ZERO NARROW-BSC4-6-9, END SUPPORT |  | 2 | 6 | [7 empty] | D1002383 (BSC9)
ACB - ETM | D1101673 |  | ACB_STAGE ZERO_GUIDE BLOCK, BSC 4-6-9 |  | 2 | 6 | [7 empty] | D1002383 (BSC9)
ACB - ETM | D1101700 | v2 | ACB_STAGE ZERO INTERFACE FIXTURE MOVER |  | 2 | ? | 2 | 1 - CB DONE | 1 |  | 2 |  | Verify part has been updated. | D1002383 (BSC9)
ACB - ETM | D1101700-01 |  |  |  | 5 |  | 10 |  | 5
ACB - ETM | D1102323 | v2 | ACB_VARIABLE HEIGHT BRACKET, FLAT | 6061-T6 Al | 1 |  |  |  | 2 |  |  |  | Verify latest revision | D1200655
ACB - ETM | D1200308 | v1 | CAPTIVE SCREW 3/8-16 X 1.75 L (C-1628-N) |  | 17 |  | 30 | CB DONE | 30 | CB DONE | 40 |  |  | D1002383 (BSC9)
ACB - ETM | D1200575 | v2 | ACB Suspension Lift Stand | various | 1 |  |  | ASSEMBLED | [5 empty] | D1200306 (x1) and D1200307 (x1)
ACB - ETM | D1201014 |  | Ninety Thous Magnets Gauge |  | 1 |  | 2 | CB Done | 2 |  |  |  |  | D1200655
ACB - ETM | D1201250 |  | SUSPENSION ROD GAUGE | 6061-T6 Al | 1 |  | 2 | CB Done | 2 |  |  |  |  | D1200655
ACB - ETM | D1201369 |  | ALIGO, AOS, ACB, PUSHER SCREW |  | 2 |  | 30 | CB DONE | 13 | CB DONE |  |  |  | D1002383 (BSC9)
ACB - ETM | WF-38 |  | FLAT WASHER 3/8 SCREW |  | 17 |  | 117 | CB DONE | 17 | CB DONE |  |  |  | D1002383 (BSC9)
ACB - INSTALL | 3602T13 |  | Chain for Swingback Plate |  | 1 | 6 | [7 empty] | D1201124
ACB - INSTALL | 3712T31 |  | Carabiner for Swingback Plate |  | 2 | 12 | [7 empty] | D1201124
ACB - INSTALL | 90145A541 | - | Dowel Pin, 1/4"x.875" | 18-8 SSTL | 4 |  | 0 | CB DONE | 10 | CB DONE |  |  |  | D1101971
ACB - INSTALL | 92200A539 | - | SHCS, .25-20 x .62 Lg., MS16995-49 | 300 SSTL | 6 |  | 0 | CB DONE | 46+44 | CB DONE |  |  | Verify part has been ordered. | D1101971
ACB - INSTALL | 92200A540 | - | SCREW, SHC, .25-20 X .75 LG., MS16995-50 | 300 SSTL | 4 |  | 10 | CB DONE | 10 | CB DONE |  |  | Verify part has been ordered. | D1101971
ACB - INSTALL | C-1332-A | - | SCREW, SHCV, 1/2-13 X 2.0 LG., Ag PLATED | 18-8 SSTL | 8 | [7 empty] | Verify part has been ordered. | D1101971
ACB - INSTALL | D1001376-x |  | Dog Clamps to secure Suspension Stand to Lift Table |  | 4 |  | see Class A |  | see Class A |  |  |  | Hardware to secure Dog Clamps? screws and washers | D1101971
ACB - INSTALL | D1101952 | v3 | WEDGE LIFT, BAFFLE, SUSPENSION TABLE | 6061-T6 Al | 2 |  | 2 | CB DONE | 2 |  |  |  | Verify part has been updated. | D1101971
ACB - INSTALL | D1101962 | v3 | TABLE, SECONDARY, SUSPENSION | 6061-T6 Al | 1 |  | 1 | CB DONE | 1 |  |  |  | Verify part has been updated. | D1101971
ACB - LIFT | 1708-E0W | - | JACK, LAB, HEAVY DUTY, 7 X 4, THOR L490 | ALUMINUM/SSTL | 2 |  | 2 | ASSEMBLED | 2 | CB DONE |  |  |  | D1101953
ACB - LIFT | 90945A760 | - | Washer, Flat, .25 x .47 OD, Nas620-C416L | 300 SSTL | 8 |  | 50 | ASSEMBLED | 76 | CB DONE |  |  |  | D1101953
ACB - LIFT | 92200A539 | - | SHCS, .25-20 x .62 Lg., MS16995-49 | 300 SSTL | 6 |  | 0 | ASSEMBLED | 46+44 | CB DONE |  |  |  | D1101953
ACB - LIFT | 92200A540 | - | SCREW, SHC, .25-20 X .75 LG., MS16995-50 | 300 SSTL | 18 |  | 10 | ASSEMBLED | 10 | CB DONE |  |  | Verify part has been ordered. | D1101953
ACB - LIFT | 92200A544 | - | SCREW, SHC, .25-20 X 1.25 LG., MS16995-53 | 300 SSTL | 4 |  | 10 | ASSEMBLED | 10 | CB DONE |  |  |  | D1101953
ACB - LIFT | D1101951 | v2 | LEG, SUPPORT, SUSPENSION TABLE | 6061-T6 Al | 2 |  | 2 | ASSEMBLED | 2 |  |  |  | comes with Teflon pads (2 per), Verify part has been updated. | D1101953
ACB - LIFT | D1101954 | v1 | RAIL, SUSPENSION TABLE | 6061-T6 Al | 2 |  | 2 | ASSEMBLED | 2 |  |  |  |  | D1101953
ACB - LIFT | D1101955 | v1 | STOP, SUSPENSION TABLE | 6061-T6 Al | 2 |  | 0 | ASSEMBLED | 2 | CB DONE |  |  |  | D1101953
ACB - LIFT | D1102061 | v2 | TABLE, SUSPENSION LIFT | 6061-T6 Al | 1 |  | 1 | ASSEMBLED | 1 |  |  |  | Verify part has been updated. | D1101953
ACB - LIFT | D1102063 | v1 | LEG, SUSPENSION TABLE | 6061-T6 Al | 4 |  | 4 | ASSEMBLED | 4 |  |  |  |  | D1101953
ACB - LIFT | D1201080 | v1 | EXTENDED JOINT | 6061-T6 Al | 2 |  | 2 | ASSEMBLED | [5 empty] | D1101953
ACB - RAILS | 92200A541 | - | SHCS, .25-20 x .88, 300 SSTL, Ms16995-51 | 300 SSTL | 4 |  | 10 | CB DONE | 10 | CB DONE |  |  |  | D1101724
ACB - RAILS | 92200A546 | - | SHCS, .25 X 20 X 1.50 LG., MS19995-54 | 300 SSTL | 12 |  | 0 | CB DONE | 25+25 | CB DONE |  |  |  | D1101724
ACB - RAILS | C-803-N | - | SHCS, 8-32 X .188 LG., 18-8 SSTL | 18-8 SSTL | 4 |  | 0 | CB DONE | 11+10 | CB DONE |  |  |  | D1101724
ACB - RAILS | D1101720 | v2 | LEG, REAR, RAIL, ACB | 6061-T6 Al | 2 |  | 2 | CB DONE | 2 |  |  |  | Verify part has been updated. | D1101724
ACB - RAILS | D1101723 | v1 | SUPPORT, RAIL, ACB | 6061-T6 Al | 2 |  | 2 | CB DONE | 2 |  |  |  |  | D1101724
ACB - RAILS | D1101725 | v2 | RAIL, ACB | 6061-T6 Al | 2 |  | 2 |  | 2 |  |  |  | Verify part has been updated. | D1101724
ACB - RAILS | D1101807 | v1 | LEG, FRONT, RAIL, ACB | 6061-T6 Al | 2 |  | 2 | CB DONE | 2 |  |  |  |  | D1101724
ACB - RAILS | D1102041 | v1 | FOOTING, RAIL, ACB | PTFE | 4 |  | 4 | CB DONE | 5 |  |  |  |  | D1101724
ACB - SLIDE | 92200A540 | - | SCREW, SHC, .25-20 X .75 LG., MS16995-50 | 300 SSTL | 8 |  | 10 | CB DONE | 10 | CB DONE |  |  | Verify part has been ordered. | D1101958
ACB - SLIDE | C-2016-N | - | SCREW SHCS, 1/4-20 X 1" LG | 18-8 SSTL | 4 |  | 115 | 15-CB DONE | 11 | CB DONE |  |  |  | D1101958
ACB - SLIDE | D1102017 | v3 | SUPPORT, BAFFLE, ACB | 6061-T6 Al | 2 |  |  |  | 2 |  |  |  | Verify part has been updated. | D1101958
ACB - SLIDE | D1102018 | v2 | SUPPORT, CROSS, BAFFLE, ACB | 6061-T6 Al | 2 |  |  |  | 2 |  |  |  | Verify part has been updated. | D1101958
ACB - SLIDE | D1102019 | v1 | SLIDE, FRONT, SSTL, BAFFLE | 304, 316 OR 302 SSTL | 2 |  |  |  | 2 |  |  |  |  | D1101958
ACB - SLIDE | D1102020 | v1 | SLIDE, REAR, SSTL, BAFFLE | 304, 316 OR 302 SSTL | 2 |  |  |  | 2 |  |  |  |  | D1101958
ACB - SLIDE | D1102021 | v1 | SLIDE, TEFLON, BAFFLE | PFA440 HP | 4 |  |  |  | 1 |  |  |  |  | D1101958
ACB - SLIDE | D1201030 | v1 | ACB TOOLING, ADJUSTABLE POST | TEFLON | 4 | [7 empty] | Verify part has been ordered. | D1101958
ACB - SLIDE | FA-2012-N | - | SHCS, FLAT, .25-20 X .75 LG, 18-8 SSTL | 18-8 SSTL | 16 |  | 0 | CB DONE | 24+24 | CB DONE |  |  |  | D1101958
ACB - SLIDE | N-2520-A | - | HEX NUT, 1/4-20 THRD SIZE | Ag-PLATED 300 SSTL | 10 |  | 12 | ASSEMBLED | 12 |  |  |  |  | D1101958
ACB and ITM Elliptical | 92200A634 |  | Fully Threaded Hex Head Cap Screw 3/8"-16 Thread, 2-1/2" Length | 18-8 SSTL | 12 |  | 36 | CB DONE | - | - |  |  | Installation Tooling | D0900525
ACB and ITM Elliptical | 98019A355 |  | WASHER, FLAT, 1/4 (NAS 620-C416 OR EQUIVALENT) | 300 SSTL | 8 |  | 20 | CB DONE | 104+9 | CB DONE | 177 |  | Installation Tooling | D0900525, D1101885/D1101288
ACB and ITM Elliptical | 98019A399 |  | WASHER, FLAT, 3/8 MS15795-814 | 300 SSTL | 12 |  | 116 | CB DONE | 34 | CB DONE |  |  | Installation Tooling | D0900525
ACB and ITM Elliptical | C-2016-NA |  | SOCKET HEAD CAP SCREW, SHC, 1/4-20 x 1" L | Ag-PLATED 18-8 SSTL | 8 |  | 124 | CB DONE | 21+4 | CB DONE | 4 |  | Installation | D0900525, D1101885/D1101288 28 in shipment-5575
ACB and ITM Elliptical | D1001376-x |  | Dog Clamps to secure Suspension Stand to Lift Table |  | 4 |  | see Class A |  | see Class A
ACB and ITM Elliptical | D1200308 | v1 | CAPTIVE SCREW 3/8-16 X 1.75 L (C-1628-N) |  | 17 |  | 30 | CB DONE | 30 | CB DONE | 40 |  | Installation Tooling | D1003374 for BSC1-L1
ACB and ITM Elliptical | D1201369 |  | ALIGO, AOS, ACB, PUSHER SCREW |  | 2 |  | 30 | CB DONE | 13 | CB DONE |  |  | Installation Tooling | D1003374 for BSC1-L1
ACB and ITM Elliptical | WF-38 |  | FLAT WASHER 3/8 SCREW |  | 17 |  | 117 | CB DONE | 17 | CB DONE |  |  | Installation Tooling | D1003374 for BSC1-L1
Arm Cavity Baffle, ITM | 33045T77 |  | Eyebolt for Swingback Plate |  | 1 |  | 3 | CB DONE | 5 |  | 2 |  | Installation Tooling
Arm Cavity Baffle, ITM | 3602T13 |  | Chain for Swingback Plate |  | 1 | 6 | [6 empty] | Installation Tooling | D1201124
Arm Cavity Baffle, ITM | 3712T31 |  | Carabiner for Swingback Plate |  | 2 | 12 | [6 empty] | Installation Tooling | D1201124
Arm Cavity Baffle, ITM | 92200A246 |  | SOCKET HEAD CAP SCREW, 10-24 X .875 LG, NAS 1352C-3-14 (OR EQUIV) | 300 SSTL | 2 |  | 50 | CB DONE | - | - |  |  | Assembly Tool
Arm Cavity Baffle, ITM | 92200A541 |  | SHCS, .25-20 x .88, 300 SSTL, MS16995-51 | 300 SSTL | 10 |  | 47 | CB DONE | 20 | CB DONE |  |  | Assembly Tool | 131 in Clean-5601
Arm Cavity Baffle, ITM | 92240A634 |  | SCREW, HH, 3/8-16 X 2.50 LG. |  | 3 |  | 20 | CB DONE | - | - |  |  | Installation Tooling | D1003374 for BSC1-L1
Arm Cavity Baffle, ITM | C-2014-A |  | SCREW, SOCKET HEAD CAP, 1/4-20 UNC-2A X 7/8" LONG, FULLY THREADED | Ag-PLATED 18-8 SSTL | 2 |  | 0 | CB DONE | 10 | CB DONE |  |  | Assembly Tool
Arm Cavity Baffle, ITM | C-2014-N |  | SCREW, SOCKET HEAD CAP, 1/4-20 UNC-2A X 7/8" LONG, FULLY THREADED | 18-8 SSTL | 3 |  | 62 | CB DONE | - | - |  |  | Tooling
Arm Cavity Baffle, ITM | D1101099 |  | aLIGO ACB BEND FIXTURE | 6061-T6 Al | 1 |  | 1 | CB DONE | 1 | CB DONE |  |  | Assembly Tool
Arm Cavity Baffle, ITM | D1101184 |  | aLIGO ACB BEND FIXTURE PLATE | 6061-T6 Al | 1 |  | 2 | CB DONE |  |  |  |  | Assembly Tool
Arm Cavity Baffle, ITM | D1101288 |  | ALIGNMENT FIXTURE, TUBE UP ASSEMBLY | N/A | 1 |  | 1 | CB DONE | 1 |  |  |  | Assembly Tool | ICS issue - D1101289
Arm Cavity Baffle, ITM | D1101298 |  | BLADE SPRING BENDING HOOK ASSY | 304 SSTL | 1 |  | 2 | CB DONE | 2 | CB DONE |  |  | Assembly Tool
Arm Cavity Baffle, ITM | D1101597 |  | Swing Back Plate |  | 1 |  | 2 | CB DONE | 2 |  | 2 |  | Tooling
Arm Cavity Baffle, ITM | D1101609 |  | ACB_STAGE ZERO_GUIDE BLOCK, BSC3_H1-L1 |  | 1 | [5 empty] | 3 |  | Installation Tooling | D1003371 for BSC3-L1
Arm Cavity Baffle, ITM | D1101610 |  | ACB_STAGE ZERO_GUIDE BLOCK, BSC ?_H1-L1 |  | 1 | [5 empty] | 3 |  | Installation Tooling | D1003374 for BSC1-L1
Arm Cavity Baffle, ITM | D1101622 |  | ACB_STAGE ZERO-BSC?_InCLAMP, END |  | 1 | [5 empty] | 3 |  | Installation Tooling | D1003374 for BSC1-L1
Arm Cavity Baffle, ITM | D1101700 |  | ACB_STAGE ZERO INTERFACE FIXTURE MOVER |  | 2 |  | 2 | 1 - CB DONE | 2 | 1 - CB DONE | 2 |  | Installation Tooling | D1003374 for BSC1-L1
Arm Cavity Baffle, ITM | D1101957 |  | Original ACB Suspension Lift Stand | various | 0 |  |  |  | 1 | UNASSEMBLED
Arm Cavity Baffle, ITM | D1102370 |  | ACB_PLUMB BOB ALIGNMENT ASSY |  | 2 |  | 1 | CB DONE |  | LLO |  |  | Do not use. | D1003374 for BSC1-L1
Arm Cavity Baffle, ITM | D1200306 | V1 | ACB Installation Stand, Guide Block Support, BSC1-BSC3 |  | 1 | x | 1 | ASSEMBLED |  |  |  |  | Shipment-5277
Arm Cavity Baffle, ITM | D1200307 | V2 | ACB_Installation Stand, End Block Support, BSC1-BSC3 |  | 1 | x | 1 | ASSEMBLED |  |  |  |  | Shipment-5277
Arm Cavity Baffle, ITM | D1201014 |  | Ninety Thous Magnets Gauge |  | 1 |  | 2 | CB Done | 2 |  |  |  | Assembly Tool
Arm Cavity Baffle, ITM | D1201250 |  | SUSPENSION ROD GAUGE | 6061-T6 Al | 1 |  | 2 | CB Done | 2 |  |  |  | Assembly Tool
Arm Cavity Baffle, ITM | D1201251 |  | ACB, VARIABLE HEIGHT BRACKET, 9 DEGREE | 6061-T6 Al | 1 |  | 2 | CB Done | 4 | CB DONE |  |  | Assembly Tool
Arm Cavity Baffle, ITM | D1201365-1 |  | ALIGO, AOS, ACB, INSTALLATION PLATE ASSY. (GUIDE BLOCK) |  | 1 | [7 empty] | Do not use. | D1003374 for BSC1-L1
Arm Cavity Baffle, ITM | D1201365-2 |  | ALIGO, AOS, ACB, INSTALLATION PLATE ASSY. (END CLAMP) |  | 1 | [7 empty] | Do not use. | D1003374 for BSC1-L1
Arm Cavity Baffle, ITM | D1201454 |  | ACB_STAGE ZERO-BSC3_InCLAMP, END |  | 1 | [5 empty] | 3 |  | Installation Tooling | D1003371 for BSC3-L1
HAM Scraper Baffle | D1201100-1 |  | ALIGO, AOS, HARTMANN SCRAPER BAFFLE, INSTALLATION PLATE | 6061-T6 Al | 1 |  |  |  | 2 |  |  |  | Installation Tooling
HAM Scraper Baffle | D1201100-2 |  | ALIGO, AOS, HARTMANN SCRAPER BAFFLE, INSTALLATION PLATE | 6061-T6 Al | 1 |  |  |  | 2 |  |  |  | Installation Tooling
HAM Scraper Baffle | D1201100-3 |  | ALIGO, AOS, HARTMANN SCRAPER BAFFLE, INSTALLATION PLATE | 6061-T6 Al | 1 |  |  |  | 2 |  |  |  | Installation Tooling
HAM Table Baffles | C-2016-N |  |  |  | 18 |  |  |  |  | ASSEMBLED |  |  | HAM Table for 3rd IFO | Class A for Storage
HAM Table Baffles | D1300480 | v1 | Transport Bracket for HAM Table | 6061-T6 Al | 3 |  |  |  | 3 | ASSEMBLED |  |  | HAM Table for 3rd IFO | Class A for Storage
HAM Table Baffles | WF-25 |  |  |  | 29 |  |  |  |  | ASSEMBLED |  |  | SRM AR, SR3 AR & HR, and HAM Table for 3rd IFO | Class A for Storage
HAM4 Table Baffles | 94518A510 |  |  |  | 15 |  |  |  |  | ASSEMBLED |  |  | SR2 Scraper and HAM Table for 3rd IFO | Class A for Storage
HAM4 Table Baffles | 97345A567 |  | SCREW, 1/4-20 X 7/16 LG., X 5/16 SHANK | 316 SSTL | 8 |  | 60 | CB Done | 0 |  |  |  | Installation Tooling
HAM5 Table Baffles | 97345A567 |  | SCREW, 1/4-20 X 7/16 LG., X 5/16 SHANK | 316 SSTL | 6 |  | 60 | CB Done | 0 |  |  |  | Installation Tooling | shipment-5559 - shipped back to CIT in error - reshipped to LLO
HAM5 Table Baffles | BU-2008-N |  |  |  | 11 |  |  |  |  | ASSEMBLED |  |  | SRM AR, SR3 AR & HR for 3rd IFO | Class A for Storage
HAM5 Table Baffles | C-2008-N |  |  |  | 1 |  |  |  |  | ASSEMBLED |  |  | SR3 AR & HR for 3rd IFO | Class A for Storage
HAM5 Table Baffles | C-2012-N |  |  |  | 12 |  |  |  |  | ASSEMBLED |  |  | SRM AR, SR3 AR & HR for 3rd IFO | Class A for Storage
ITM Elliptical Baffle | 66271 |  | Plumb Bob |  | 4 |  | 2 | 1-CB DONE | 3 |  |  |  | Installation Tooling | D1102370 - 2 shipped to LLO in visiting area
ITM Elliptical Baffle | - |  | Music Wire, 0.008" diameter |  | 4 |  | BULK | DONE |  |  |  |  | Installation Tooling | D1102370 Mike pulled fm cabinet
ITM Elliptical Baffle | 8891T88 |  | Eyebolt |  | 4 |  | 5 | CB DONE | 4 |  |  |  | Installation Tooling | D1102370
ITM Elliptical Baffle | 92141A007 |  | General Purpose Flat Washer NO. 6 Screw Size, 3/8" OD, .02"-.04" Thick | 18-8 SSTL | 4 |  | 100 | CB DONE | 5+100 | CB DONE |  |  | Installation Tooling | D1102370
ITM Elliptical Baffle | 92200A240 |  | SOCKET HEAD CAP SCREW, 10-24 X .375 LG, NAS 1352C-3-6 (OR EQUIV) | 18-8 SSTL | 4 |  | 0 | CB DONE | 50 | CB DONE |  |  | Assembly Tool | D1200140
ITM Elliptical Baffle | 92200A246 |  | SOCKET HEAD CAP SCREW, 10-24 X .875 LG, NAS 1352C-3-14 (OR EQUIV) | 300 SSTL | 2 |  | 38 | CB DONE | 12 | CB DONE |  |  | Assembly Tool | D1200140
ITM Elliptical Baffle | BU-2012-N |  | BUTTON HEAD SOCKET HEAD CAP SCREW, 1/4-20 x 3/4" L | 18-8 SSTL | 2 |  | 12 | CB DONE | 13+11 | CB DONE |  |  | Assembly Tool | D1101885/D1101288
ITM Elliptical Baffle | C-1820-NA |  | U-C COMP. 5/16-18 X 1.25L, S.H.C.S. | Ag-PLATED 18-8 SSTL | 3 |  | 9 | CB DONE | 100 | CB DONE |  |  | Assembly Tool | D1200140
ITM Elliptical Baffle | C-2016-N |  | SOCKET HEAD CAP SCREW, SHC, 1/4-20 x 1" L | 18-8 SSTL | 2 |  | 21 | CB DONE | 47 | CB DONE |  |  | Assembly Tool | D1101885/D1101288
ITM Elliptical Baffle | C-2018-N |  | SOCKET HEAD CAP SCREW, SHC, 1/4-20 x 1.125" L | 18-8 SSTL | 2 |  | 12 | CB DONE | 20+18 | CB DONE |  |  | Assembly Tool | D1101885/D1101288
ITM Elliptical Baffle | C-403-N |  | USE C-404-NA | 18-8 SSTL | 2 | 20 | 24 | CB Done | 20 | CNB |  |  | Alignment | D1003238
ITM Elliptical Baffle | D1101099 |  | aLIGO ACB BEND FIXTURE | 6061-T6 Al | 1 |  | 1 | CB DONE | 1 | CB DONE |  |  | Assembly Tool | D1200140
ITM Elliptical Baffle | D1101184 |  | aLIGO ACB BEND FIXTURE PLATE | 6061-T6 Al | 2 |  | 2 | CB DONE |  |  |  |  | Assembly Tool | D1200140
ITM Elliptical Baffle | D1101289 |  | SUPPORT, TUBE UP | 6061-T6 Al | 1 |  | 0 | CB DONE | 1+1 | CB DONE |  |  | Assembly Tool D1101288 - Up Tube Alignment Fixture | D1101885/D1101288 - ICS issue
ITM Elliptical Baffle | D1101290 |  | BRACE, TUBE UP | 6061-T6 Al | 1 |  | 0 | CB DONE | 1+1 | CB DONE |  |  | Assembly Tool D1101288 - Up Tube Alignment Fixture | D1101885/D1101288
ITM Elliptical Baffle | D1101298 |  | BLADE SPRING BENDING HOOK ASSY | 304 SSTL | 1 |  | 2 | CB DONE | 2 | CB DONE |  |  | Assembly Tool | D1200140
ITM Elliptical Baffle | D1101404 |  | STIFFENER, TUBE UP | 6061-T6 Al | 1 |  | 0 | CB DONE | 1+1 | CB DONE |  |  | Assembly Tool D1101288 - Up Tube Alignment Fixture | D1101885/D1101288
ITM Elliptical Baffle | D1102073 | v1 | ITM Elliptical Baffle_ ALIGNMENT CROSSHAIR TARGET | 6061-T6 Al | 1 |  | 2 | CB DONE | 1 | CB DONE | 3 | In Transit | Alignment | D1003238, Shipment-5523
ITM Elliptical Baffle | D1200581 |  | ITM Elliptical Suspension Lift Stand | various | 1 |  | 1 | UNASSEMBLED | 1 | ASSEMBLED |  |  | D1200586 (x4), D1200587 (x1) with dowel pins, and D1200588 (x1) with dowel pins
ITM Elliptical Baffle | D1200586 | V2 | ITM Elliptical Lift Stand Extension Tube |  | 4 |  | 4 | UNASSEMBLED | 4 | ASSEMBLED |  |  | Installation Tooling | D1200581
ITM Elliptical Baffle | D1200587 | V1 | ITM Elliptical Suspension Lift Stand, Guide Block Support w/ pins |  | 1 |  | 1 | UNASSEMBLED | 1 | ASSEMBLED |  |  | Installation Tooling | D1200581
ITM Elliptical Baffle | D1200588 | V1 | ITM Elliptical, Suspension Lift Stand, End Block Support w/ pins |  | 1 |  | 1 | UNASSEMBLED | 1 | ASSEMBLED |  |  | Installation Tooling | D1200581
ITM Elliptical Baffle | D1200589 |  |  | 6061-T6 Al | 1 |  | 1 | CB DONE | 1 | CB DONE | 3 |  | Installation Tooling | D0900525
ITM Elliptical Baffle | D1200596 |  |  | 6061-T6 Al | 1 |  | 1 | CB DONE | 1 | CB DONE | 3 |  | Installation Tooling | D0900525
ITM Elliptical Baffle | D1200604 | v1 | Mover Plate (one plate at LLO was modified to v2) | 6061-T6 Al | 2 |  | 2 | CB DONE | 2 | CB DONE | 2 |  | Installation Tooling | D0900525
ITM Elliptical Baffle | D1200612 |  |  | 6061-T6 Al | 1 |  | 3 | CB DONE | 1 | CB DONE |  |  | Installation Tooling | D0900525
ITM Elliptical Baffle | D1200663 |  |  | 6061-T6 Al | 1 |  | 3 | CB DONE | 1 | CB DONE |  |  | Installation Tooling | D0900525
ITM Elliptical Baffle | D1201014 |  | Ninety Thous Magnets Gauge |  | 1 |  | 1 | CB DONE | 2+1 | CB DONE |  |  | Assembly Tool | D1101885
ITM Elliptical Baffle | D1201109 | V1 | aLIGO ITM Elliptical Baffle Tooling_Baffle Box Prop | 6061-T6 Al | 2 |  | 4 | CB DONE | 2 | CB DONE
ITM Elliptical Baffle | D1201250 | v1 | ACB-ITM Elliptical_Suspension Rod Gauge |  | 1 |  | 2 | CB DONE | 2+1 | CB DONE |  |  | Assembly Tool | D1101885
ITM Elliptical Baffle | D1201252 | v1 | Variable Height Bracket |  | 2 |  | 2 | CB DONE | 1 | CB DONE |  |  | Assembly Tool | D1101885, need hardware
ITM Elliptical Baffle | WF-04 |  |  | 18-8 SSTL | 2 |  | 111 | CB DONE | 100 | CB DONE |  |  | Alignment | D1003238
Manifold Cryopump Baffle | 5383A24 | [6 empty] | LHO | 4 | VPW
Manifold Cryopump Baffle | 5383A26 | [6 empty] | LHO | 4 | VPW
Manifold Cryopump Baffle | 5411A11 | [6 empty] | LHO | 4 | VPW
Manifold Cryopump Baffle | D0902815 |  | Manifold_Cryo_Baffle_Suspension_Ring_Top | 6061-T6 Al | 1 |  | 0 |  | 1 | X-End
Manifold Cryopump Baffle | D1002675 |  | Manifold-Cryo Baffle Alignment Fixture | various | 1 |  | 1 |  | 1
Manifold Cryopump Baffle | D1101192 |  | Manifold-Cryo Baffle Lift/Assembly Fixture | various | 1 |  | 1 |  | 1
Manifold Cryopump Baffle | D1101297 |  | Manifold_Cryopump_Blade_Bend _Fixture | 6061-T6 Al | 2 |  |  | LHO | 2 | VPW-NO ICS UPDATE
Manifold Cryopump Baffle | D1101298 |  | Manifold_Cryopump_Blade_Spring_Bending_Hook_Assy | 304 SSTL | 1 |  | 2 | CB DONE | 6 | VPW | 2 | Downs 305
Manifold Cryopump Baffle | D1101341 | v2 | Manifold-Cryo Baffle Bend Fixt Shim | 6061-T6 Al | 2 |  | 4 | Clean-6536 | 4 | VPW |  |  | Shipment-6447, Shipment-6448 | Scott Shankle
Manifold Cryopump Baffle | D1101776 |  | Manifold Cryo Baffle Lift Fixt Stop Bracket |  | 2 |  | 0 |  | 2
Manifold Cryopump Baffle | D1200635 |  | Magnet Placement Tool | Teflon | 1 |  | 1 | CB DONE | 2 | VPW | 1
Manifold Cryopump Baffle | D1300616 |  | Magnet Gap Tool | Aluminum | 1 |  | 4 | Clean-6535 | 4 | VPW | 8
Manifold Cryopump Baffle | D1300496 |  | Flange Protectors |  | 4 |  | 4 |  | 4 |  |  |  | from P-Cal
Manifold Cryopump Baffle | D1300622 |  | Titanium Threaded Stud | Titanium | 12 |  | 12 |  | 8
Manifold Cryopump Baffle | D1300658 |  | Manifold Cryopump Baffle Alignment Tool | Aluminum | 1 |  |  |  | 1
Manifold Cryopump Baffle | D1300609 |  | Baffle Alignment Tooling |  | 4 |  | 4 |  | 4
OFI | 92185A540 |  | SHCS 1/4"-20 x 3/4" (s/b 92200A540 or C-2012-N) | 316 SSTL | 1 |  | 30 | CB DONE |  |  |  |  | see D1102449
OFI | 92185A549 |  |  | 316 SSTL | 4 | [7 empty] | D0900527
OFI | 97345A567 |  | SSHCS 5/16"x1/4", 1/4"-20 x 7/16", | 18-8 SSTL | 1 |  | 20 | CB DONE |  |  |  |  | see D1102449 | Shipment-5523
OFI | 98019A355 |  |  |  | 4 | [7 empty] | D0900527
OFI | AOS SLC OFI1 |  | 5 Axis Mirror Mount Assembly |  | 1 |  | 1 | Optics Lab |  |  |  |  | for alignment | Chris Guido
OFI | AOS SLC OFI2 |  | XY Stage Assembly |  | 1 |  | 1 | Optics Lab |  |  |  |  | for alignment | Chris Guido
OFI | AOS SLC OFI3 |  | 3" Lambda/10 Mirror |  | 1 |  | 1 | Optics Lab |  |  |  |  | for alignment | Chris Guido
OFI | AOS SLC OFI4 |  | 3" Mirror Mount |  | 1 |  | 1 | Optics Lab |  |  |  |  | for alignment | Chris Guido
OFI | C-404-NA |  | #4-40 X 0.250", VENTED, 18-8 SSTL, SILVER PLATED | Ag-PLATED 18-8 SSTL | 2 |  | 0 | CB Done | 24 | CB DONE
OFI | CFC-11X-B |  | Adj. FC/PC Collimator |  | 1 |  | 1 | Optics Lab |  |  |  |  | for alignment | Chris Guido
OFI | D1001792 | v2 | OMC LIFTING BRACKET, HAM STRUCTURE LIFT |  | 2 | [7 empty] | at site
OFI | D1001793 | v2 | OMC LIFTING BRACKET CLAMP, HAM STRUCTURE LIFT |  | 4 | [7 empty] | at site
OFI | D1100556 | v2 | IRIS DIAPHRAGM MOUNT | 304, 316 OR 302 SSTL | 2 |  | 2 | CB Done |  |  | 2
OFI | D1200047 | v2 | aLIGO SUS L1 H1 HAM5 AOS-FI PRE INSTALLATION PLATE |  | 1 |  | 1 | CB DONE | 1 |  |  |  | see D1102449 | Shipment-5523 - this part is entered under SUS in ICS
OFI | D1201449 | v1 | Table Height Gauge | 6061-T6 Al | 1 |  | 3 | CB DONE |  |  |  |  | Assembly Tool | ICS needs update
OFI | F810FC-635 |  | FC/PC Collimation Package |  | 1 |  | 1 | Optics Lab |  |  |  |  | for alignment | Chris Guido
OFI | KM200 |  | Kinematic Mount |  | 1 |  | 1 | Optics Lab |  |  |  |  | for alignment | Chris Guido
OFI | LW-3-2037-C |  | Large Wedged Windows |  | 1 |  | 1 | Optics Lab |  |  |  |  | for alignment | Chris Guido
OFI | P1-630A-FC-5 |  | Single Mode Fiber Patch Cable |  | 1 |  | 1 | Optics Lab |  |  |  |  | for alignment | Chris Guido
OFI | S1FC635 |  | Fabry-Perot Benchtop Laser Source |  | 1 |  | 1 | Optics Lab |  |  |  |  | for alignment | Chris Guido
OFI | various pn's |  | L-Key Allan Wrenches | Titanium |  |  |  | CB Done
OFI | WFS300-14AR |  | Shack-Hartmann WFS |  | 1 |  | 1 | Optics Lab |  |  |  |  | for alignment | Chris Guido
OFI | D1300098 | v1 | Transport Shim Down | 6061-T6 Al | 4 |  | 4 |  |  |  | 16 |  | Tooling | for transport/installation
OFI | Y1-0537-0 |  | YAG Laser Mirrors |  | 1 |  | 1 | Optics Lab |  |  |  |  | for alignment | Chris Guido
SR2 Scraper Baffle | 90945A760 |  |  |  | 4 |  |  |  |  | ASSEMBLED |  |  | SR2 Scraper for 3rd IFO | Class A for Storage
SR2 Scraper Baffle | 92200A542 |  |  |  | 4 |  |  |  |  | ASSEMBLED |  |  | SR2 Scraper for 3rd IFO | Class A for Storage
SR2 Scraper Baffle | D1201100-4 |  | ALIGO, AOS, SR2 SCRAPER BAFFLE, INSTALLATION PLATE | 6061-T6 Al | 1 |  | 1 |  | 2 |  |  |  | Installation Tooling
SR2 Scraper Baffle | D1300479 | v1 | Transport Bracket for SR2 Scraper | 6061-T6 Al | 1 |  |  |  |  | ASSEMBLED | 1 |  | SR2 Scraper for 3rd IFO | Class A for Storage
SR3 AR Baffle | D1201226-102 |  | ALIGO, HAM5, SR3 AR BAFFLE, INSTALLATION PLATE | 6061-T6 Al | 1 |  | 1 | CB DONE | 2 |  |  |  | Installation Tooling | CIT - Downs 305
SR3 AR/HR Baffle | D1300478 | v1 | Transport Bracket for SR3 AR and HR | 6061-T6 Al | 2 |  |  |  |  | ASSEMBLED | 2 |  | SR3 AR & HR for 3rd IFO | Class A for Storage
SR3 HR Baffle | D1201226-101 |  | ALIGO, HAM5, SR3 HR BAFFLE, INSTALLATION PLATE | 6061-T6 Al | 1 |  | 1 | CB DONE | 2 |  |  |  | Installation Tooling | CIT - Downs 305
SRM Baffle | D1201226-103 |  | ALIGO, HAM5, SRM HR BAFFLE, INSTALLATION PLATE | 6061-T6 Al | 1 |  | 1 | CB DONE | 2 |  |  |  | Installation Tooling | CIT - Downs 305
SRM Baffle | D1300477 | v1 | Transport Bracket for SRM AR | 6061-T6 Al | 1 |  |  |  |  | ASSEMBLED | 1 |  | SRM AR for 3rd IFO | Class A for Storage

## TMS CLASS B
CLASS B - TMS Tooling and Installation Parts
Sub-Assembly | PART # | REV | DESCRIPTION | MATERIAL | QTY Needed | On Order | QTY @ LLO | LLO Status | QTY @ LHO | LHO Status | QTY @ CIT | CIT STATUS | NOTES | Comments
TMS Alignment Tooling | 423 |  | High-Performance Low-Profile Ball Bearing Linear Stage, 1.0 inch Travel, 1/4-20 |  | 1 |  | 0 | 0 | 0 | 0 | 0 | 0 | Auto-collimator 2 | E1200811
TMS Alignment Tooling | 443 |  | High-Performance Low-Profile Ball Bearing Linear Stage, 2.0 inch Travel, 1/4-20 |  | 1 |  | 0 | 0 | 0 | 0 | 0 | 0 | Auto-collimator 2 | E1200811
TMS Alignment Tooling | 04SI70153 |  | 4' x 3' x 18" Newport Vision IsoStation |  | 1 |  | 0 | 0 | 0 | 0 | 0 | 0 | Tables | E1200811
TMS Alignment Tooling | 112-5630 |  | Tilt Mount |  | 2 |  | 0 | 0 | 0 | 0 | 0 | 0 | Auto-collimator 1, 2 | E1200811
TMS Alignment Tooling | 116-0080 |  | Adjustable laser Mount for Rod 1-1/2” diameter |  | 2 |  | 1 | SHIPMENT-5982 | 0 | 0 | 0 | 0 | Auto-collimator 1, 2 | E1200811
TMS Alignment Tooling | 148-3310 |  | Damped Rod, 1.5in Dia, 177.8mm Length, inch |  | 1 |  | 0 | 0 | 0 | 0 | 0 | 0 | Auto-collimator 2 | E1200811
TMS Alignment Tooling | 148-3320 |  | Damped Rod, 1.5mm Dia, 355.6 Length, Inch |  | 2 |  | 1 | SHIPMENT-5982 | 0 | 0 | 0 | 0 | Auto-collimator 1, Flat Back Refl. Mirror | E1200811
TMS Alignment Tooling | 148-3410 |  | Rod Mount 1-1/2” diameter |  | 3 |  | 1 | SHIPMENT-5982 | 0 | 0 | 0 | 0 | Auto-collimator 1, 2, Flat Back Refl. Mirror | E1200811
TMS Alignment Tooling | 148-3450 |  | Right Angle Bracket |  | 1 |  | 1 | SHIPMENT-5982 | 0 | 0 | 0 | 0 | Flat Back Refl. Mirror | E1200811
TMS Alignment Tooling | 635-RC6 | [5 empty] | 0 | 0 | 0 | 0 | 1
TMS Alignment Tooling | 700-80 |  | 8" Mirror mount |  | 1 |  | 0 | 0 | 0 | 0 | 0 | 0 | Flat Back Refl. Mirror | E1200811
TMS Alignment Tooling | BF-A64-0130-PPA |  | 1064nm Single-Mode 14-PinButterfly Module Laser Diodes |  | 1 |  | 0 | 0 | 0 | 0 | 0 | 0 | IR Laser Source | E1200811
TMS Alignment Tooling | BICX-25.4-50.6-UV-1064 |  | BICX-UV - Laser Quality Fused Silica Bi-Convex Lenses |  | 1 |  | 0 | 0 | 0 | 0 | 0 | 0 | IR Beam Launcher | E1200811
TMS Alignment Tooling | BLP01 |  | Variable Height P-Post |  |  |  | 0 | 0 | 0 | 0 | 0 | 0 | Optical Tablet | E1200811
TMS Alignment Tooling | CF125 |  | Small Clamping Fork, 1.25" Counterbored Slot, Universal |  | 1 |  | 0 | 0 | 0 | 0 | 0 | 0 | IR Beam Launcher | E1200811
TMS Alignment Tooling | CP08 |  | SM1 Threaded 30 mm Enhanced Clamping Cage Plate, 0.35" Thick |  | 1 |  | 0 | 0 | 0 | 0 | 0 | 0 | IR Beam Launcher | E1200811
TMS Alignment Tooling | CPA1 |  | CPA1 - 30 mm Cage System Alignment Plate with Ø1 mm Hole |  | 1 |  | 0 | 0 | 0 | 0 | 0 | 0 | IR Beam Launcher | E1200811
TMS Alignment Tooling | CXY1 |  | 30 mm Cage System, XY Translating Lens Mount for Ø1" Optics |  | 1 |  | 0 | 0 | 0 | 0 | 0 | 0 | IR Beam Launcher | E1200811
TMS Alignment Tooling | D1003273 |  |  |  | 2 |  | 0 | 0 | 0 | 0 | 2
TMS Alignment Tooling | D1100460 |  | Support Bridge |  | 1 | [7 empty] | D1101361 - Primary Mirror Back Reference Assembly | E1200811
TMS Alignment Tooling | D1100531 |  | Support Bridge for Optical Table |  | 1 | [7 empty] | D1101361 - Primary Mirror Back Reference Assembly | E1200811
TMS Alignment Tooling | D1100613 |  | Alignment Stabilization Tool (down bars from TMS frame) |  | 1 | [7 empty] | D1101361 - Primary Mirror Back Reference Assembly | E1200811
TMS Alignment Tooling | D1100649 |  | Balance Bridge for Optical Table |  | 1 | [7 empty] | D1101361 - Primary Mirror Back Reference Assembly | E1200811
TMS Alignment Tooling | D1100841 |  | Optical Table Installation Tool |  | 1 | [7 empty] | D1101361 - Primary Mirror Back Reference Assembly | E1200811
TMS Alignment Tooling | D1100886 |  | Modified Genie Forks |  | 1 | [7 empty] | D1101361 - Primary Mirror Back Reference Assembly | E1200811
TMS Alignment Tooling | D1100933 |  | Bench Support |  | 1 | [7 empty] | D1101361 - Primary Mirror Back Reference Assembly | E1200811
TMS Alignment Tooling | D1101487 |  | Mirror Mount for Alignment to beplaced at the Telescope Output |  | 1 | [7 empty] | D1101361 - Primary Mirror Back Reference Assembly | E1200811
TMS Alignment Tooling | D1101506 |  | Safety Support, Turnbuckles, Side Short |  | 1 | [7 empty] | D1101361 - Primary Mirror Back Reference Assembly | E1200811
TMS Alignment Tooling | D1101510 |  | 8" Mirror Mount Booster |  | 1 | [7 empty] | D1101361 - Primary Mirror Back Reference Assembly | E1200811
TMS Alignment Tooling | D1101559 |  | Safety Support, Turnbuckle. Side, Long |  | 1 | [7 empty] | D1101361 - Primary Mirror Back Reference Assembly | E1200811
TMS Alignment Tooling | D1101565 |  | Safety Support, Turnbuckle Front |  | 1 | [7 empty] | D1101361 - Primary Mirror Back Reference Assembly | E1200811
TMS Alignment Tooling | D1201344 |  | Retroreflector adapter for the DSD-271 autocollimator |  | 2 |  | 2 | CB DONE | 0 | 0 | 1 |  | Auto-collimator Accessory | E1200811
TMS Alignment Tooling | D-271 |  | D-271 AUTOCOLLIMATING ALIGNMENT TELESCOPE |  | 2 |  | 3 | SHIPMENT-6035 | 0 | 0 | 0 | 0 | Auto-collimator 1, 2 | E1200811
TMS Alignment Tooling | D-271V |  | Video Subsystem |  | 1 | 1 | 2 | SHIPMENT-6035 | 0 | 0 | 2 |  |  | E1200811
TMS Alignment Tooling | D-416 |  | Auto-collimator fiber bundle adapter |  | 2 |  | 3 | SHIPMENT-6035 | 0 | 0 | 0 | 0 | Auto-collimator 1, 2 | E1200811
TMS Alignment Tooling | ER12 |  | Cage Assembly Rod, 12" Long, Ø6 mm, Qty. 1 |  | 4 |  | 0 | 0 | 0 | 0 | 0 | 0 | IR Beam Launcher | E1200811
TMS Alignment Tooling | F220APC-1064 |  | F220APC-1064 - 1064 nm, f = 11.17 mm, NA = 0.25 FC/APC Fiber Collimation Pkg |  | 1 |  | 0 | 0 | 0 | 0 | 0 | 0 | IR Beam Launcher | E1200811
TMS Alignment Tooling | KC1-T |  | KC1-T - SM1 Threaded Kinematic Mount for Ø1" Optics |  | 1 |  | 0 | 0 | 0 | 0 | 0 | 0 | IR Beam Launcher | E1200811
TMS Alignment Tooling | LM14S2 |  | Universal 14-Pin Butterfly Laser Diode Mount |  | 1 |  | 0 | 0 | 0 | 0 | 0 | 0 | IR Laser Source | E1200811
TMS Alignment Tooling | MB1224 |  | Aluminum Breadboard, 12" x 24" x 1/2", 1/4"-20 Threaded |  | 1 |  | 0 | 0 | 0 | 0 | 0 | 0 | Optical Tablet | E1200811
TMS Alignment Tooling | MI-150 |  | Dolan-Jenner mi-150 Fiber Optic Illuminator |  |  |  | 1 | SHIPMENT-6035 | 0 | 0 | 0 | 0 |  | E1200811
TMS Alignment Tooling | NT31-390-577 |  | 1/10λ Flat Fused Silica 8" Dia. Silver |  | 1 |  | 0 | 0 | 0 | 0 | 0 | 0 | Flat Back Refl. Mirror | E1200811
TMS Alignment Tooling | NT38-944 |  | Adapter |  | 1 |  | 0 | 0 | 0 | 0 | 1 |  | Illuminator | E1200811
TMS Alignment Tooling | NT42-347 |  | Fiber bundle, 1/4 x 36 long |  | 1 |  | 0 | 0 | 0 | 0 | 1 |  | Illuminator | E1200811
TMS Alignment Tooling | NT45-188 |  | 25.4mm Mounted Corner Cube Retroreflector |  | 1 |  | 0 | 0 | 0 | 0 | 1 |  | Auto-collimator Accessory | E1200811
TMS Alignment Tooling | NT59-235 |  | High Intensity Light Source MI-150 |  | 1 |  | 0 | 0 | 0 | 0 | 1 |  | Illuminator | E1200811
TMS Alignment Tooling | OZ-2000-532-3.5/125-S-40-3A-3-1-5 |  | GREEn FIBER PIGTAILED ULTRA STABLE LASER MODULE |  | 1 |  | 0 | 0 | 0 | 0 | 0 | 0 | Green Laser Source | E1200811
TMS Alignment Tooling | OZ-X000-CTRL-BOX |  | 12 W Laser Diode Temperature Controllers |  | 1 |  | 0 | 0 | 0 | 0 | 0 | 0 | Green Laser Source | E1200811
TMS Alignment Tooling | PF175 |  | P-Series Clamping Fork |  |  |  | 0 | 0 | 0 | 0 | 0 | 0 | Optical Tablet | E1200811
TMS Alignment Tooling | PF20-03-G01 |  | Ø2" (50.8 mm) Protected Aluminum Mirror |  | 2 |  | 0 | 0 | 0 | 0 | 0 | 0 | Auto-collimator 2 | E1200811
TMS Alignment Tooling | PLCX-25.0-87.6-C-1064 |  | PLCX-C - Laser Quality BK7 Plano-Convex Lenses |  | 1 |  | 0 | 0 | 0 | 0 | 0 | 0 | IR Beam Launcher | E1200811
TMS Alignment Tooling | PW1-3050-UV |  |  |  | 1 |  | 0 | 0 | 0 | 0 | 1 |  | needs coating
TMS Alignment Tooling | RS3P8E |  | Ø1.0" Pedestal Pillar Post, 8-32 Taps, 3" Long |  | 2 |  | 0 | 0 | 0 | 0 | 0 | 0 | IR Beam Launcher | E1200811
TMS Alignment Tooling | SM-25 |  | Vernier Micrometer, 25 mm Travel, 23 lb Load Capacity, 50.8 TPI |  | 1 |  | 0 | 0 | 0 | 0 | 0 | 0 | Auto-collimator 2 | E1200811
TMS Alignment Tooling | SM-50 |  | Vernier Micrometer, 50 mm Travel, 23 lb Load Capacity, 50.8 TPI |  | 1 |  | 0 | 0 | 0 | 0 | 0 | 0 | Auto-collimator 2 | E1200811
TMS Alignment Tooling | TED200C |  | 12 W Laser Diode Temperature Controllers |  | 1 |  | 0 | 0 | 0 | 0 | 0 | 0 | IR Laser Source | E1200811
TMS Alignment Tooling | VIS3648-RG2-325N |  | 36 in. x 48 in. 33.8 in tall, IsoStation with a 2 in. thick RG breadboard and no isolators |  | 1 |  | 0 | 0 | 0 | 0 | 0 | 0 | Tables | E1200811
TMS Alignment Tooling | VIS3672-RG2-325N |  | 36 in. x 72 in. 33.8 in. tall IsoStation with a 2 in. thick RG breadboard and no isolators |  | 1 |  | 0 | 0 | 0 | 0 | 0 | 0 | Tables | E1200811
TMS Alignment Tooling |  |  | ModeMaster PC M-Squared (M2) Beam Propagation Analyzer |  | 1 | [7 empty] | Beam Profiler | E1200811
TMS Alignment Tooling |  |  | Laptop |  | 1 | [7 empty] | Beam Profiler | E1200811
TMS Alignment Tooling |  |  | Clean room compatible workbench table |  | 1 | [7 empty] | Tables | E1200811
TMS Installation Tooling | D1101048-21 |  | Cookie Cutters |  | 3 |  | 1 | CLEAN-6478 | 1 |  | 2 |  | D0902163, D0900435 | BSC4/BSC9
TMS Installation Tooling | D1101048-22 |  | Cookie Cutters |  | 3 |  | 1 | CLEAN-6478 | 1 |  | 2 |  | D0902163, D0900435 | BSC4/BSC9
TMS Installation Tooling | D1101048-23 |  | Cookie Cutters |  | 3 |  | 1 | CLEAN-6478 | 1 |  | 2 |  | D0902168, D0900436 | BSC5/BSC10
TMS Installation Tooling | D1101048-24 |  | Cookie Cutters |  | 3 |  | 1 | CLEAN-6478 | 1 |  | 2 |  | D0902168, D0900436 | BSC5/BSC10
TMS Installation Tooling | D1101267 |  | Template Screws |  | 24 |  | 10 | CB DONE | 10 |  | 0 | 0 | D0902163, D0900435, D0902168, D0900436 | BSC4/BSC9, BSC5/BSC10
TMS Telescope Tooling | 99934A330 |  | SKT SET SCREW, 6-32 x 1/8 L, SILVER TIP | SSTL | 3 |  | 45 | CB DONE | 15 | CB DONE | 0 | 0 | see Class A inventory | D1102361
TMS Telescope Tooling | C-2412-N |  | SCREW, SOCKET HEAD CAP, 10-24 x .75 LONG, Mc Master-Carr 92200A245 | SSTL | 2 |  | 30 | CB DONE | 0 | 0 | 0 | 0 | D1102361 | STAGED SHIPMENT-5008?? (10)92200A245
TMS Telescope Tooling | D0902829 | v2 | aLIGO, AOS, TMS, ALIGNMENT TELESCOPE, MT. ADAPTER (TMS-ALIGNMENT 1, TMS ALIGNMENT 2) |  | 2 |  | 2 | Shipment-6015 | 1FA |  | 0 | 0 | D1102361 | Alignment, Virginio verified 4.12.13
TMS Telescope Tooling | D1200526 |  | ALIGO, AOS, TMS, ALIGNMENT TELESCOPE, MT. ADAPTER |  |  |  | 2 | CB DONE | 0 | 0 | 0 | 0 | D1102361-DOES NOT APPEAR ON DRAWING | Shipped with alignment tooling
TMS Telescope Tooling | D1200527 | v2 | aLIGO, AOS, TMS, ALIGNMENT TELESCOPE, CENTERING SLEEVE |  | 2 |  | 2 | CB DONE | 0 | 0 | 0 | 0 | Shipment-5864 | D1102361
TMS Tooling | 112-4450 |  | 6in GIMBALED MIRROR MOUNT (OPTOSIGMA) (REPLACED BY 8" MIRROR MOUNT) | ALUMINUM | 1 |  | 1 | NOT IN ICS | 0 | 0 | 0 | 0 | D1101510 | Alignment, Virginio verified 4.12.13, Chris G. verified 4.12.13
TMS Tooling | 3022T861 |  | McMASTER, TURNBUCKLE END HOOK, #10-24 X 2.50 ADJ X 1.875 THRD LGTH, SSTL | 316 SSTL | 8 |  | 20 | CB DONE | 8FA |  | 0 | 0 | (2)D1101506, (2)D1101559, (4)D1101565
TMS Tooling | 33045T72 |  | EYEBOLT, NON-SHOULDERED, 780# 5/16-18 X 1.88" THREAD | 304 SSTL | 6 |  | 12 | CB DONE | 18FA - 42 | CB DONE | 0 | 0 | D1101064 | CLASS A CLEAN
TMS Tooling | 3712T31 |  | THREADED CONNECTOR 285# CAPACITY |  | 8 |  | 46 | CB DONE | 10FA |  | 0 | 0 | D1001891
TMS Tooling | 5674K61 |  | FLANGE-MOUNT BALL TRANSFER, STANDARD, 1" STEEL BALL, STEEL HOUSING135# CAPACITY | STEEL |  |  | 3 | CB DONE | 0 | 0 | 0 | 0 | ?
TMS Tooling | 6111K153 |  | MC MASTER-CARR SWIVEL LEVELING MOUNT, .50-20 X 3.125 LG 1.875 DIA BASE, 2.00 STUD | NICKEL-PLATED STEEL | 4 |  | 17 | CB DONE | 0 | 0 | 0 | 0 | D1100531
TMS Tooling | 6111K55 |  | McMASTER, SWIVEL LEVELING MOUNT, .50-13 X 3.125 LG, 1.875 DIA BASE, 2.00 STUD | NICKEL PLATED STEEL | 8 |  | 22 | 5-CB DONE/17-BAKE-6095 | 4FA |  | 0 | 0 | (4)D1100649, (4)D1100460
TMS Tooling | 8891T56 |  | EYEBOLT, NON-SHOULDERED, 900# 5/16-18 X 3" THREAD |  | 8 |  | 26 | CB DONE | 12FA |  | 0 | 0 | D1001891
TMS Tooling | 90135A455 |  | McMASTER, SHIM WASHER, .171 ID X .241 OD X.030 THK, SSTL | 18-8 SSTL | 3 |  | 25 | CB DONE | 0 | 0 | 0 | 0 | D1101361 | Alignment
TMS Tooling | 90480A005 |  | ZINC-PLATED STEEL MACHINE SCREW HEX NUT, 4-40 THREAD, 1/4" WIDTH, 3/32" HEIGHT | ZINC-PLATED STEEL | 4 |  | 100 | CB DONE | 0 | 0 | 0 | 0 | D1002097
TMS Tooling | 90494A136 |  | Thin Hex Nut, 3/4-10 Thread sz, 1-1/8 Width, 27/64" Height | GRADE 2 STEEL |  |  | 44 | CB DONE/RUSTED | 6 |  | 0 | 0 | ?
TMS Tooling | 90585A246 |  | 10-24 stainless flathead .87 long, Mc Master-Carr 90585A246 | SSTL | 2 |  | 20 | CB DONE | 0 | 0 | 0 | 0 | D1200565-POINTS TO D1002460-DOES NOT APPEAR ON DRAWING | Shipped with alignment tooling
TMS Tooling | 90585A990 |  | 10-32 X 5/8 FLAT SOCKET HEAD CAP SCREW | 316 SSTL | 2 |  | 20 | CB DONE | 0 | 0 | 0 | 0 | D1100886
TMS Tooling | 90810A029 |  | Hex Nut 1/4"-20 Thread Size, 7/16" Width, 7/32" Height, D1101269 | NICKEL-COPPER ALLOY 400 |  |  | 118 | 78-CB DONE | 182/50FA | CB DONE | 0 | 0
TMS Tooling | 90810A030 |  | NICKEL-COPPER ALLOY 400 .312-18 HEX NUT, NC stamp, D1100989 | NICKEL-COPPER ALLOY 400 |  |  | 40 | CB DONE | 100FA
TMS Tooling | 90810A031 |  | NICKEL-COPPER ALLOY 400 HEX NUT, 3/8"-16 THREAD, 9/16" WIDTH, 21/64" HEIGHT, D1100993 | NICKEL-COPPER ALLOY 400 |  |  | 10 | CB DONE
TMS Tooling | 92185A537 |  | McMASTER, SOCKET HEAD CAP SCREW, .25-20 X .50 LG, SSTL | 316 SSTL | 3 |  | 20 | Shipment-6076 | 10FA |  |  |  | D1101510 | Alignment
TMS Tooling | 92185A544 |  | mc master carr 1/4-20 x 1.25 long SHCS | 18-8 | 4 |  | 20 | Shipment-6076 |  |  |  |  | D1100649
TMS Tooling | 92185A585 |  | McMASTER, SOCKET HEAD CAP SCREW, .312-18 UNC X 1.25 LG, SSTL | SSTL | 8 |  | 20 | CB DONE | 10FA |  |  |  | D1100841
TMS Tooling | 92196A119 |  | SOCKET HEAD CAP SCREW, 4-40 THREAD, 1 1/2" LENGTH | 18-8 SSTL | 4 |  | 100 | CB DONE |  |  |  |  | D1002097
TMS Tooling | 92196A203 |  | SCREW, SOCKET HEAD CAP, #8-32 UNC-2A X 1.5 LONG | 300 SSTL | 3 |  | 50 | Shipment-6076 |  |  |  |  | D1101487 | Alignment
TMS Tooling | 92196A539 |  | SOCKET HEAD CAP SCREW, 1/4-20 X .625 LG, SSTL |  | 8 |  | 50 | CB DONE | 12FA |  |  |  | D1100613
TMS Tooling | 92196A540 |  | MC MASTER-CARR .25-20 X .75 L.S.H.C.S. | 18-8 SSTL | 48 |  | 350 | CB DONE | 69FA |  |  |  | (28)D1100531, (20)D1100460
TMS Tooling | 92196A544 |  | 1/4-20X1-1/4" SST SHCS | 18-8 SSTL |  |  | 75 | CB DONE |  |  |  |  | ?
TMS Tooling | 92196A546 |  | MC MASTER-CARR .25-20 X 1.5 L.S.H.C.S. | 18-8 SSTL | 12 |  | 150 | 100-CB DONE/50-Shipment-6076 | 20FA |  |  |  | (8)D1100531, (4)D1100649
TMS Tooling | 92196A550 |  | SOCKET HEAD CAP SCREW, 1/4-20X2" | 18-8 SSTL |  |  | 50 | CB DONE |  |  |  |  | ?
TMS Tooling | 92196A551 |  | MC MASTER-CARR .25-20 X 2.25" L.S.H.C.S. | 18-8 SSTL | 4 |  | 25 | CB DONE |  |  |  |  | D1100531
TMS Tooling | 92196A552 |  | (MC MASTER-CARR) .25-20 X 2.25"LG SHCS | 18-8 SSTL | 4 |  | 50 | CB DONE | 6FA |  |  |  | D1100460
TMS Tooling | 92196A593 |  | SOCKET HEAD CAP SCREW 5/16-18 X 2 1/2 | SSTL | 4 | 20 | 20 | BAKE-6095 |  |  |  |  | D1100460-red line
TMS Tooling | 92196A624 |  | SOCKET HEAD CAP SCREW, 3/8"-16 THREAD, 1" LENGTH | 18-8 SSTL | 6 |  | 20 | CB DONE |  |  |  |  | D1002097
TMS Tooling | 92196A632 |  | SOCKET HEAD CAP SCREW, 3/8"-16 THREAD, 2" LENGTH | 18-8 SSTL | 4 |  | 10 | CB DONE |  |  |  |  | D1002097
TMS Tooling | 92196A634 |  | SOCKET HEAD CAP SCREW, 3/8"-16 THREAD, 2 1/2" LENGTH | 18-8 SSTL | 6 |  | 20 | CB DONE |  |  |  |  | D1002097
TMS Tooling | 92196A636 |  | SOCKET HEAD CAP SCREW, 3/8"-16 THREAD, 3" LENGTH | 18-8 SSTL | 4 |  | 25 | CB DONE |  |  |  |  | D1002097
TMS Tooling | 92198A567 |  | HEX HEAD CAP SCREW, .25-20 X 6.50 LG, ASME B18.2.1 |  | 4 |  | 10 | CB DONE |  |  |  |  | D1100613
TMS Tooling | 92198A575 |  | (McM-Carr).25-20 X 9.0 LG. HEX HEAD CAP SCREW |  | 4 |  | 10 | CB DONE | 4FA |  |  |  | D1100613
TMS Tooling | 92198A648 |  | McMASTER, HEX HEAD CAP SCREW, .375-16 X 6.00 LG, 18-8 SSTL | 18-8 SSTL | 12 |  | 41 | 26-CB DONE | 14 |  |  |  | D1100807
TMS Tooling | 92200A198 |  | McMASTER, SOCKET HEAD CAP SCREW, #8-32 X .88 LG, NAS 1352C-08-14 | 300 SSTL | 3 |  | 20 | Shipment-6076 |  |  |  |  | D1101361 | Alignment
TMS Tooling | 92200A247 |  | 1/4-20 SHCS x 1 inch long, Mc Master-Carr 92200A247 | SSTL | 4 |  | 40 | Shipment-6076 |  |  |  |  | D1200565-POINTS TO D1002460-DOES NOT APPEAR ON DRAWING | Shipped with alignment tooling
TMS Tooling | 92200A541 |  | McMASTER, SOCKET HEAD CAP SCREW, .25-20 UNC X .88 LG, NAS 1352C-4-14 | 300 SSTL | 3 |  | 20 | Shipment-6076 |  |  |  |  | D1101361 | Alignment
TMS Tooling | 92200A542 |  | SCREW, SOCKET HEAD CAP, 1/4-20 UNC-2A X 1 LONG | 300 SSTL | 8 | 20 | 10 | CB DONE |  |  |  |  | (4)D1101064, (4)D1100933
TMS Tooling | 92210A246 |  | 18-8 Stainless Steel Flat Head Sckt Cap Screw 10-24 Thread, 7/8" Length | 18-8 SSTL |  |  | 50 | BAKE-6096 | [5 empty] | ordered, not on any drawing
TMS Tooling | 92210A624 |  | 3/8-16 x 1 FHSC SCREW | 18-8 SSTL | 2 |  | 20 | Shipment-6076 |  |  |  |  | D1100886
TMS Tooling | 92217A440 |  | McMASTER, NO. 10 FLAT WASHER, .203 ID X .406 OD X .032 THK, ASME B18.00.1 | 18-8 SSTL | 8 |  | 25 | CB DONE | 6FA |  |  |  | (2)D1101506, (2)D1101559, (4)D1101565
TMS Tooling | 92240A601 |  | McMASTER, HEX HEAD CAP SCREW, .312-18 UNC-2A X 4.50 LG, SSTL | 18-8 SSTL | 4 |  | 10 | BAKE-6095 | 5FA |  |  |  | D1100908
TMS Tooling | 92311A623 |  | CUP POINT SOCKET SCREW, 3/8"-16 THREAD, 7/8" LONG | 18-8 SSTL | 6 |  | 25 | CB DONE |  |  |  |  | D1002097
TMS Tooling | 92384A034 |  | McMASTER, QUICK RELEASE PIN, .25 DIA X 1.020 USABLE LGTH, SSTL | 18-8 SSTL | 8 |  | 18 | CB DONE | 8FA |  |  |  | (2)D1101506, (2)D1101559, (4)D1101565
TMS Tooling | 92384A053 |  | (McM-Carr), QUICK RELEASE PIN, .312 DIA X 1.25 USABLE LGTH, SSTL | SSTL | 1 |  | 2 | CB DONE | 1FA |  |  |  | D1100649
TMS Tooling | 9263K696 |  | O-RING, 2.5MM WIDTH, 7MM I.D. APPROVED VITON ELASTOMER, SHORE A 70-75, MO-2.5MMX7MM | FLUOROELASTOMER | 3 |  | 8 | CB DONE | 12FA |  |  |  | D1101361 | Alignment (8)MO-2.5MMX7MM
TMS Tooling | 92778A071 |  | SCREW, SOCKET SET, OVAL POINT, #6-32 UNC-2A X 0.25 LONG | 300 SSTL | 2 |  | 25 | Shipment-6076 |  |  |  |  | D1101064
TMS Tooling | 92778A121 |  | Oval Point Socket Set Screw 10-32 Thread, 1/2" Length | 18-8 SSTL |  |  | 25 | CB DONE |  |  |  |  | ?
TMS Tooling | 92778A999 |  | McMASTER-CARR .25-28 X 1.50 LG. S.H.S.S., OVAL POINT |  | 12 |  | 100 | CB DONE | 14FA |  |  |  | D1100613
TMS Tooling | 94773A772 |  | SHIM WASHER .314 ID, .438 OD, .060 TH | 18-8 SSTL | 4 |  | 50 | CB DONE | 6FA |  |  |  | D1001891
TMS Tooling | 94804A320 |  | HEX NUT, .375-16 X .563 WD X .328 HT, 316 SSTL | 316 SSTL | 2 |  | 50 | Shipment-6076 |  |  |  |  | D1100886
TMS Tooling | 95412A890 |  | FULLY THREADED STUD, 10-24 THREAD, 2 1/2" LENGTH | 18-8 SSTL |  |  | 10 | CB DONE |  |  |  |  | ?
TMS Tooling | 96861A600 |  | VENTED FLAT WASHER .255 ID, .468 OD, .032 TH | 18-8 SSTL | 121 |  | 330 | CB DONE | 135FA |  |  |  | (12)D1100933, (28)D1100531, (32)D1100649, (20)D1100460, (3) D1200565-POINTS TO D1002460-DOES NOT APPEAR ON DRAWING
TMS Tooling | 96861A700 |  | VENTED FLAT WASHER .328 ID, .562 OD, .032 TH | 18-8 SSTL | 17 | 20 | 90 | 70-CB DONE/20-BAKE-6095 | 52FA |  |  |  | (6)D1101064, (1)D1001891, (8)D1100841, (2)D1100460-red line
TMS Tooling | 96861A800 |  | VENTED FLAT WASHER.390 ID, .625 OD, .032 THK | 18-8 SSTL | 24 |  | 82 | 52-CB DONE | 6FA - 28 |  |  |  | D1100807
TMS Tooling | 98017A200 |  | FLAT WASHER, 3/8, (NAS 1149-C0663R OR EQUIV) | 300 SSTL | 4 |  | 100 | BAKE-6095 | 6FA |  |  |  | D1100908
TMS Tooling | 98019A310 |  | MIL SPEC FLAT WASHER, NO 4 SZ, .31"OD, .03"-.04" THICKNESS, NASM/MS15795-804 | 300 SSTL | 8 |  | 500 | CB DONE |  |  |  |  | D1002097
TMS Tooling | 98019A326 |  | FLAT WASHER .198 I.D., .438 O.D., .049 THICK | 300 SSTL | 6 |  | 250 | Shipment-6076 |  |  |  |  | D1101487 | Alignment
TMS Tooling | 98019A355 |  | Mil Spec Flat Washer, 1/4" sz, .63" OD, .05"-.08" THCK | 300 SSTL | 16 |  | 100 | CB DONE |  |  |  |  | D1002097
TMS Tooling | 98019A385 |  | .312 FLAT WASHER, .34 ID X .69 OD X .06 T, NASM 15795-812 | 300 SSTL | 8 |  | 33 | BAKE-6095 | 10FA |  |  |  | D1100908
TMS Tooling | 98019A399 |  | 300 Series SS MIL Spec Flat Washer 3/8" Sz, .81" OD, .05"-.08" Thk, NASM/MS15795-814 | 300 SSTL | 28 |  | 100 | CB DONE |  |  |  |  | D1002097
TMS Tooling | 98019A519 |  | Mil Spec Flat Washer, 3/4sz, 1.47OD, .11"-.16" Thickness, NASM/MS15795-822 | 300 SSTL |  |  | 4 | CB DONE |  |  |  |  | ?
TMS Tooling | 98126A849 |  | MC MASTER-CARR WASHER 1 ID X 1.5 OD X 12T | 18-8 SSTL | 12 |  | 26 | CB DONE | 12FA |  |  |  | (4)D1100531, (4)D1100649, (4)D1100460
TMS Tooling | AS568A-106 |  | O-RING, 3/32" WIDTH, 3/16" I.D. APPROVED VITON ELASTOMER, SHORE A 70-75, MO-2-106-v75 | FLUOROELASTOMER | 3 |  | 9 | CB DONE | 13FA |  |  |  | D1101487 | Alignment
TMS Tooling | C-1008-NA |  | U-C products Silver Pl-SST SHCS #10-32 X 0.5 lg, C-1008-NA | SSTL Ag | 16 |  | 60 | Shipment-6076 |  |  |  |  | D1002097 | MIKE V CHECK SEI BORROW
TMS Tooling | C-2012-N |  | SOCKET HEAD CAP SCREW, 1/4-20 X .75 LG | 18-8 SSTL | 28 |  | 80 | CB DONE |  |  |  |  | D1100649 | SPARES-CLASS A CLEANED
TMS Tooling | D1002098 |  | D1002098_aLIGO_TMS_TEST_MASS_PLATE |  | 1 |  | 1 | BAKE-6093 | 1 | Shipment-6027 |  |  | D1002097
TMS Tooling | D1002099 |  | aLIGO_TMS_TEST_MASS_LONGBAR |  | 2 |  | 2 | BAKE-6093 | 2 | Shipment-6027 |  |  | D1002097
TMS Tooling | D1002100 |  | aLIGO_TMS_TEST_MASS_SHORTBAR |  | 2 |  | 2 | BAKE-6093 | 2 | Shipment-6027 |  |  | D1002097
TMS Tooling | D1002101 |  | aLIGO_TMS_TEST_MASS_DISK |  | 10 |  | 10 | BAKE-6093 | 10 | Shipment-6027 |  |  | D1002097
TMS Tooling | D1002102 |  | aLIGO_TMS_TEST_MASS_RING |  | 10 |  | 10 | BAKE-6093 | 10 | Shipment-6027 |  |  | D1002097
TMS Tooling | D1002239 |  | aLIGO TMS Tele Wire Clamp Jaw |  | 4 |  | 12 | CB DONE | 12 |  |  |  | D1002097 | CLASS A CLEANED
TMS Tooling | D1002240 |  | aLIGO TMS Tele Wire Clamp Base |  | 4 |  | 12 | CB DONE | 1FA - 12 |  |  |  | D1002097 | CLASS A CLEANED
TMS Tooling | D1003329 |  | aLIGO TMS SAFETY EXCHANGE CLAMP |  | 4 |  | 6 | BAKE-6093 | 4FA - 6 | Shipment-6027 |  |  | D1001891 | CIT in ICS under SLC sub-system
TMS Tooling | D1100106 |  | aLIGO ETM TELESCOPE BRIDGE SUPPORT TEE PLATE, BACK | 6061-T6 Al | 2 |  | 6 | CB DONE |  |  |  |  | D1100933 | LLO in ICS under SLC sub-system
TMS Tooling | D1100400 |  | TMS TOOLING TELESCOPE ALIGNMENT SUPPORT BAR |  | 4 |  | 4 | BAKE-6093 | 4FA - 4 | Shipment-6027 | 4 |  | D1100613 | CIT in ICS under SLC sub-system
TMS Tooling | D1100402 |  | TMS TOOLING TELESCOPE ALIGNMENT SUPPORT SPACER |  | 2 |  | 2 | BAKE-6093 | 2FA - 2 | Shipment-6027 | 2 |  | D1100613 | CIT in ICS under SLC sub-system
TMS Tooling | D1100403-02 |  | TMS TOOLING TELESCOPE ALIGNMENT SUPPORT NUTPLATE |  | 4 |  | 4 | BAKE-6093 | 4FA - 4 | Shipment-6027 | 4 |  | D1100613 | Not showing as type 02 in ICS, CIT in ICS under SLC sub-system
TMS Tooling | D1100414 |  | TMS TOOLING TELESCOPE ALIGNMENT SUPPORT BRACKET |  | 4 |  | 4 | BAKE-6093 | 4FA - 4 | Shipment-6027 | 4 |  | D1100613 | CIT in ICS under SLC sub-system
TMS Tooling | D1100418 |  | aLIGO TMS TOOLING TELESCOPE MIRROR CLAMP, 2 IN. | DIE CAST ALUMINUM | 1 |  | 2 | CB DONE |  |  |  |  | D1101361 | Alignment
TMS Tooling | D1100462 |  | aLIGO TMS TELE ALIGNMENT SUPPORT BRIDGE LEGS | 6061-T6 Al | 4 |  | 4 | CB DONE | 4 | Shipment-6027 |  |  | D1100460 | In ICS under SLC sub-system
TMS Tooling | D1100463 |  | aLIGO TMS TELE ALIGNMENT SUPPORT BRIDGE TOP BAR PRIMARY | 6061-T6 Al | 1 |  | 1 | CB DONE | 1 | Shipment-6027 |  |  | D1100460 | In ICS under SLC sub-system
TMS Tooling | D1100464 |  | aLIGO TMS TELE ALIGNMENT SUPPORT BRIDGE SIDE BRACE | 6061-T6 Al | 4 |  | 4 | CB DONE | 4 | Shipment-6027 |  |  | D1100460 | In ICS under SLC sub-system
TMS Tooling | D1100465 |  | aLIGO TMS TELE ALIGNMENT SUPPORT BRIDGE GUSSET | 6061-T6 Al | 4 |  | 4 | CB DONE | 4 | Shipment-6027 |  |  | D1100460 | In ICS under SLC sub-system
TMS Tooling | D1100532 |  | aLIGO TMS OPTICAL TABLE BRIDGE SUPPORT BRIDGE LEGS | 6061-T6 Al | 4 |  | 4 | CB DONE | 4FA - 4 | Shipment-6027 | 4 |  | D1100531 | In ICS under SLC sub-system
TMS Tooling | D1100533 |  | aLIGO TMS OPTICAL TABLE BRIDGE SUPPORT BRIDGE TOP BAR | 6061-T6 Al | 2 |  | 2 | CB DONE | 2FA - 2 | Shipment-6027 | 2 |  | D1100531 | In ICS under SLC sub-system
TMS Tooling | D1100534 |  | aLIGO TMS OPTICAL TABLE BRIDGE SUPPORT BRIDGE SIDE BRACE | 6061-T6 Al | 4 |  | 4 | CB DONE | 4FA - 4 | Shipment-6027 | 4 |  | D1100531 | In ICS under SLC sub-system
TMS Tooling | D1100535 |  | aLIGO TMS OPTICAL TABLE BRIDGE SUPPORT BRIDGE, EXTERNAL GUSSET | 6061-T6 Al | 4 |  | 4 | CB DONE | 4FA - 4 | Shipment-6027 | 4 |  | D1100531 | In ICS under SLC sub-system
TMS Tooling | D1100541 |  | aLIGO TMS OPTICAL TABLE BRIDGE VERTICAL SUPPORT BAR | 304 SSTL | 4 |  | 4 | CB DONE | 2FA - 4 | Shipment-6027 | 4 |  | D1100531 | In ICS under SLC sub-system
TMS Tooling | D1100552 |  | aLIGO TMS TELE ALIGNMENT SUPPORT BRIDGE TOP BAR ENTRY | 6061-T6 Al | 1 |  | 1 | CB DONE | 1 | Shipment-6027 | 1 |  | D1100460 | In ICS under SLC sub-system
TMS Tooling | D1100650 |  | aLIGO TMS TELE-OPT TABLE BALANCE BRIDGE LEGS | 6061-T6 Al | 4 |  | 4 | BAKE-6094 | 4FA - 4 | Shipment-6027 | 8 |  | D1100649 | In ICS under SLC sub-system
TMS Tooling | D1100651 |  | aLIGO TMS TELE-OPT TABLE BALANCE BRIDGE TOP BAR | 6061-T6 Al | 2 |  | 2 | BAKE-6094 | 2FA - 2 | Shipment-6027 | 4 |  | D1100649 | In ICS under SLC sub-system
TMS Tooling | D1100652 |  | aLIGO TMS TELE-OPT TABLE BALANCE BRIDGE GUSSET | 6061-T6 Al | 4 |  | 4 | BAKE-6094 | 4 | Shipment-6027 | 12 |  | D1100649 | In ICS under SLC sub-system
TMS Tooling | D1100653 |  | aLIGO TMS OPTICAL TABLE SUSPENSION BRIDGE PIN | NICKEL COPPER | 1 |  | 2 | CB DONE | 1 |  | 1 |  | D1100649 | In ICS under SLC sub-system
TMS Tooling | D1100654 |  | aLIGO TMS OPTICAL TABLE SUSPENSION BRIDGE PIN SUPP BAR | 303 ROD | 1 |  | 1 | BAKE-6094 | 1FA - 1 | Shipment-6027 | 2 |  | D1100649 | In ICS under SLC sub-system
TMS Tooling | D1100655 |  | aLIGO TMS TELE-OPT TABLE BALANCE BRIDGE PIN GUIDE BAR | 6061-T6 Al | 1 |  | 1 | BAKE-6094 | 1FA - 1 | Shipment-6027 | 2 |  | D1100650 | In ICS under SLC sub-system
TMS Tooling | D1100671 |  | aLIGO TMS TELE-OPT TABLE BALANCE BRIDGE TIE PLATE | 6061-T6 Al | 2 |  | 2 | BAKE-6094 | 2FA - 2 | Shipment-6027 | 4 |  | D1100649 | In ICS under SLC sub-system
TMS Tooling | D1100712 |  | TMS EARTHQUAKE STOP SCREW, 2.5" | 316 SSTL | 4 |  | 125 | CB DONE | 125 | 100-CB DONE |  |  | D1100933 | see Class A inventory - TYPE 01 & 02
TMS Tooling | D1100728 |  | TMS TELESCOPE DUMMY SECONDARY MIRROR | SILICA | 1 |  | 2 | CB DONE |  |  |  |  | D1101064
TMS Tooling | D1100729 |  | TMS TELESCOPE MIRROR GAUGE ROD | 6061-T6 Al | 1 |  |  | NOT NEEDED | 1FA |  |  |  | D1101064 | PER KEN 4.17.13
TMS Tooling | D1100778 |  | aLIGO TMS TELE-OPT TABLE INSTALL, SUSPENSION PLATE | 6061-T6 Al | 1 |  |  | ASSEMBLED |  |  |  |  | D1100807 | PER KEN 4.17.13
TMS Tooling | D1100805 |  | aLIGO TMS TELE-OPT TABLE INSTALL, PLATE CLAMP BAR | 6061-T6 Al | 6 |  | 18 | CB DONE | 12 |  |  |  | D1100807 | In ICS under AOS & SUS sub-system
TMS Tooling | D1100842 |  | aLIGO TMS TELE-OPT TABLE INSTALL TOOL, SUPP PLATE | 6061-T6 Al | 1 |  | 1 | BAKE-6093 | 1FA - 1 | Shipment-6027 | 2 |  | D1100841 | In ICS under SLC sub-system
TMS Tooling | D1100843 |  | aLIGO TMS TELE-OPT TABLE INSTALL TOOL, SUPP YOKE | 6061-T6 Al | 4 |  | 4 | BAKE-6093 | 4FA - 4 | Shipment-6027 | 8 |  | D1100841 | In ICS under SLC sub-system
TMS Tooling | D1100897 |  | aLIGO TMS TOOLING TELESCOPE MIRROR CLAMP, 56 MM (w/TMS-ALIGNMENT1, TMS-ALIGNMENT2) | 6061-T6 Al | 1 |  | 2 | Shipment-6015 |  |  |  |  | D1101487 | Alignment, Virginio verified 4.12.13
TMS Tooling | D1100949 |  | TMS TELESCOPE TOOLING MIRROR, 56 MM | FUSED | 1 |  |  | use D1101109 |  |  |  |  | D1101487 | Alignment, Virginio verified 4.12.13, Ken verified 4.17.13
TMS Tooling | D1100986 |  | TMS TELESCOPE CHAIN, 12 IN. |  | 4 |  | 13 | CB DONE | 1FA |  | 13 |  | D1001891
TMS Tooling | D1100989 |  | NICKEL-COPPER ALLOY 400 .312-18 HEX NUT, MODIFIED 90810A030 | NICKEL-COPPER ALLOY 400 | 10 |  | 10 | BAKE-6095 | 8FA |  |  |  | (6)D1101064, (2)D1001891, (4) D1100908
TMS Tooling | D1100990 |  | HEX HEAD CAP SCREW .375-16 UNC-2A X 1.50 LG, MODIFIED | 18-8 SSTL | 4 |  | 10 | CB DONE | 6FA |  |  |  | D1100908
TMS Tooling | D1100993 |  | NICKEL-COPPER ALLOY 400 .375-16 HEX NUT, MODIFIED 90810A031 | NICKELCOPPER ALLOY 400 | 4 |  | 10 | BAKE-6095 | 10FA |  |  |  | D1100908
TMS Tooling | D1101109 |  | TMS TELESCOPE INPUT BEAM ALIGNMENT MIRROR | TRANSPARENT GLASS | 1 |  |  | NOT IN ICS |  |  |  |  | D1101361 | Alignment, Virginio verified 4.12.13
TMS Tooling | D1101269 |  | NICKEL-COPPER ALLOY 400 .250-20 HEX NUT, MODIFIED 90810A029 | NICKEL-COPPER ALLOY 400 | 4 |  | 50 | CB DONE | 53FA |  |  |  | D1100933 | (50)90810A029
TMS Tooling | D1101342 |  | aLIGO TMS TOOLING PRIMARY MIRROR PLATE | DIE CAST ALUMINUM | 1 |  | 2 | CB DONE |  |  |  |  | D1101361 | Alignment
TMS Tooling | D1101362 |  | TMS TOOLING FIXTURE CLAMP | 6061-T6 Al | 3 |  | 6 | CB DONE |  |  |  |  | D1101361 | Alignment
TMS Tooling | D1101447 |  | aLIGO TMS TELE ALIGNMENT MIRROR MOUNT, 6" | 6061-T6 Al | 1 | [7 empty] | D1101510 | Alignment, Virginio 4.12.13 do not buy
TMS Tooling | D1101486 |  | aLIGO TMS EARTHQUAKE STOP TOOLING GAUGE | 6061-T6 Al | 1 |  |  |  | 1 | Shipment-3466 |  |  | D1101064 | ask Chris if @ LLO
TMS Tooling | D1101500 |  | aLIGO TMS TELE SAFETY SUPPORT TURNBUCKLE | 6061-T6 Al | 8 |  | 10 | BAKE-6093 | 10FA - 10 | Shipment-6027 |  |  | (2)D1101506, (2)D1101559, (4)D1101565
TMS Tooling | D1101550 |  | aLIGO TMS TELE SAFETY SUPPORT TURNBUCKLE YOKE | 6061-T6 Al | 8 |  | 10 | BAKE-6093 | 9FA - 10 | Shipment-6027 |  |  | (2)D1101506, (2)D1101559, (4)D1101565
TMS Tooling | D1101557 |  | aLIGO TMS TELE SAFETY SUPPORT TURNBUCKLE, SIDE, SHORT, THREADED ROD | 18-8 SSTL | 2 |  | 6 | BAKE-6095 | 2FA |  |  |  | D1101506
TMS Tooling | D1101558 |  | aLIGO TMS TELE SAFETY SUPPORT TURNBUCKLE, SIDE, LONG, THREADED ROD | 18-8 SSTL | 2 |  | 6 | BAKE-6095 | 2FA |  |  |  | D1101559
TMS Tooling | D1101564 |  | aLIGO TMS TELE SAFETY SUPPORT TURNBUCKLE, FRONT, THREADED ROD | 18-8 SSTL | 4 |  | 6 | BAKE-6095 | 4FA |  |  |  | D1101565
TMS Tooling | D1101575 |  | aLIGO ALLEN WRENCH, FOR TMS VERT.-HOR. SCREW | Alloy Steel | 1 |  |  | NOT IN ICS, Shipment-6015 | 1FA |  |  |  | D1101064 | Alignment, Virginio verified 4.12.13
TMS Tooling | D1101757 |  | aLIGO TMS UPPER SUS WIRE ADJUSTER | 6061-T6 Al | 4 |  |  |  | 4FA | CB DONE |  |  | D1101064 | see Class A inventory, ask Chris if @ LLO
TMS Tooling | D1102250 |  | aLIGO TMS OPTICAL TABLE BALANCE BOLT SPACER | 6061-T6 Al | 2 |  | 4 | 3-CB DONE/1-BAKE-6094 |  |  | 1 |  | (1)POINTS TO D1101097 APPEARS ON D1100649, (1)D1101064 | CIT In ICS under SLC sub-system
TMS Tooling | D1102252 |  | aLIGO TMS TELE-OPT TABLE BALANCE BOLT | 18-8 SSTL | 2 |  | 4 | 3-CB DONE/1-BAKE-6094 |  |  | 1 |  | (1)POINTS TO D1101097 APPEARS ON D1100649, (1)D1101064 | CIT In ICS under SLC sub-system
TMS Tooling | D1200098 |  | aLIGO TMS OPTICAL TABLE BALANCE BOLT STEP SPACER | 6061-T6 Al | 2 |  |  | First Article Only |  |  |  |  | (1)D1100649, (1)D1101064 | PER KEN
TMS Tooling | D1200554 |  | TMS tooling mirror mt plate input end tele | 6061-T6 Al | 1 |  | 2 | CB DONE |  |  |  |  | D1200565-POINTS TO D1002460-DOES NOT APPEAR ON DRAWING | Shipped with alignment tooling
TMS Tooling | D1200563 |  | aLIGO mirror mount bracket input end tool | 6061-T6 Al | 1 |  | 2 | CB DONE |  |  |  |  | D1200565-POINTS TO D1002460-DOES NOT APPEAR ON DRAWING | Shipped with alignment tooling
TMS Tooling | D1201301 |  | aLigo Spacer Test Tele Mass Wire Clamp |  | 4 |  | 4 | BAKE-6093 | 4 | Shipment-6027 |  |  | d1002097
TMS Tooling | D1201313 |  | aLIGO_TMS_TEST_MASS_RING .25kg_w-scr |  | 2 |  | 4 | BAKE-6093 | 6 | Shipment-6027 |  |  | d1002097
TMS Tooling | D1201330 |  | aLigo TMS Test Mass Balance Ball Dummy Mass |  | 1 | [7 empty] | d1002097 | NO DRAWING IN DCC
TMS Tooling | D1201341 |  | mc master nickel alloy HEX NUT 3/8-24+D150 |  | 8 | [7 empty] | d1002097
TMS Tooling | GENIE FORK |  | GENIE FORK | Alloy Steel | 2 |  |  | site provided |  |  |  |  | D1100886 | ask Chris if @ LLO
TMS Tooling | GENIE FORK SUPPORT |  | GENIE FORK SUPPORT | Alloy Steel | 1 |  |  | site provided |  |  |  |  | D1100886 | ask Chris if @ LLO
TMS Tooling | INNER EXTENSION TUBE |  | INNER EXTENSION TUBE | 6061-T6 Al | 2 |  |  | site provided |  |  |  |  | D1100886 | ask Chris if @ LLO
TMS Tooling | Kit9426 |  | BALL BEARING, RADIAL METRIC, FULL COMPLIMENT 300# STATIC, 148# DYMAMIC, 9 X 14 X 3 |  | 4 |  | 14 | CB DONE | 6FA |  |  |  | D1001891
TMS Tooling | MS 15795-854 |  | WASHER, 1/4, FLAT, .296 ID X .438 OD X .032 THK, SSTL, USE WF-25 | 300 SSTL | 3 |  | 160 | CB DONE | 4FA |  |  |  | D1101361 | Alignment (160)WF-25 TELESCOPE SPARES
TMS Tooling | N-1024-A |  | UC-COMP, HEX NUT, #10-24, SSTL | Ag-PLATED 300 SSTL | 8 |  | 25 | CB DONE |  |  |  |  | (2)D1101506, (2)D1101559, (4)D1101565
TMS Tooling | N-2528-A |  | U-C COMP. NUT, HEX .25-28- SILVER PLATED, 18-8 SSTL | SSTL Ag | 12 |  | 50 | Shipment-6076 | 16FA |  |  |  | D1100613
TMS Tooling | N-3816-A |  | UC COMPONENTS_N-3816-A, HEX NUT, .375-16 UNC, AG PLATING | Plain Carbon Steel | 12 |  | 26 | CB DONE | 14 |  | 33 |  | D1100807 | (26)LLO-BOSCH FRAME, (14)LHO-BOSCH FRAME
TMS Tooling | N-832-A |  | HEX NUT, #8-32 | Ag-PLATED 300 SSTL | 3 |  | 20 | CB DONE |  |  |  |  | D1101487 | Alignment, SLC SPARES-CLASS A CLEANED
TMS Tooling | NEED PART # |  | ref. Tele Suspension wire |  | as shown |  |  | SUPPLIED @ SITE |  |  |  |  | D1002097
TMS Tooling | NEED PART # |  | AOS DOG CLAMP | AISI 1020 | 8 |  |  | BORROWED @ LLO |  |  |  |  | D1100460 | Chris G. verified 4.12.13
TMS Tooling | NEED PART # |  | DOG CLAMPS |  |  |  |  | BORROWED @ LLO |  |  |  |  | D1100531 | Chris G. verified 4.12.13
TMS Tooling | NEED PART # |  | 2" dia mirror | GLASS | 1 |  |  | use D1101109 |  |  |  |  | D1200565-POINTS TO D1002460-DOES NOT APPEAR ON DRAWING | Virginio verified 4.12.13, Chris G. verified 4.12.13
TMS Tooling | OUTER EXTENSION TUBE |  | OUTER EXTENSION TUBE | 6061-T6 Al | 2 |  |  | site provided |  |  |  |  | D1100886 | ask Chris if @ LLO
TMS Tooling | Siskiyou 2" ixm200-c2 -H |  | 2" MIRROR MOUNT | 6061-T6 Al | 1 |  | 2 | ISC |  |  |  |  | D1200565-POINTS TO D1002460-DOES NOT APPEAR ON DRAWING | Chris G. verified 4.12.13, Ken shipped 2
TMS Tooling | SPRING PLUNGER |  | 5/8-11 W/KNURLED KNOB SPRING PLUNGER | 304, 316 OR 302 SSTL | 2 |  |  | site provided |  |  |  |  | D1100886 | ask Chris if @ LLO
TMS Tooling | TMS.25-20X3 |  | Silver plated SST-SHCS SCREW 0.25-20 X 3 LONG, Part# TMS.25-20X3 | SSTL Ag | 8 |  | 16 | CLEAN-6096 |  |  |  |  | D1002097
TMS Tooling | UCC WFV-25 |  | Flat Washer, Vented .255 ID, .46 OD, .032 THK | 18-8 SSTL | 3 |  | 70 | CB DONE | 23FA |  |  |  | D1101510 | Alignment, SPARES-CLASS A CLEANED
TMS Tooling | WFB-25 |  | U-C COMP. FLAT WASHER, VENTED .255 ID, .46 OD, .03 THK USE WF-25 |  | 28 |  | 160 | CB DONE | 46FA |  |  |  | D1100613 | Alignment (160)WF-25 TELESCOPE SPARES
TMS Top Mass Tooling | 92196A626 |  | Socket Head Cap Screw 3/8"-16 Thread, 1-1/4" Length | 18-8 SSTL | 2 |  | 10 | Shipment-6357 | 10 | Shipment-6356 |  | In Transit | D060370 PICTURE BOOK for D1200120 Assembly
TMS Top Mass Tooling | 92196A632 |  | Socket Head Cap Screw 3/8"-16 Thread, 2" Length | 18-8 SSTL | 2 |  | 10 | Shipment-6357 | 10 | Shipment-6356 |  | In Transit | D060370 PICTURE BOOK for D1200120 Assembly
TMS Top Mass Tooling | 92196A638 |  | Socket Head Cap Screw 3/8"-16 Thread, 3-1/2" Length | 18-8 SSTL | 2 |  | 10 | Shipment-6357 | 10 | Shipment-6356 |  | In Transit | D060370 PICTURE BOOK for D1200120 Assembly
TMS Top Mass Tooling | C-1648-NA |  | 3/8-16 UNC x 3.0" CAP HEAD | 18-8 SSTL | 2 | USE SPARES | [6 empty] | D060370 PICTURE BOOK for D1200120 Assembly
TMS Top Mass Tooling | D060370 |  | Top Stage Blade Tooling | various | 1 | provided by SUS | 1 | Broken | 1 |  |  |  | D060370 PICTURE BOOK for D1200120 Assembly
TMS Top Mass Tooling | WF-38 |  | 3/8 FLAT WASHER | 18-8 SSTL | 2 | USE SPARES | [6 empty] | D060370 PICTURE BOOK for D1200120 Assembly

## Manifold Cryopump Baffles
Manifold Cryopump Baffles
PART # | REV | DESCRIPTION | MATERIAL | QTY Needed | On Order | QTY @ LLO | LLO Status | QTY @ LHO | LHO Status | Location | QTY @ CIT | CIT Status | NOTES | Assembly | Total QTY
92765A510 |  | Oval Point Socket Set Screw | Alloy Steel | 10 |  | 50 |  | 50 |  |  |  | DO NOT USE! | Installation | ALL | 80
95316A400 |  | MALE-MALE THREADED ADAPTER 10-32 | 18-8 SSTL | 20 |  | 100 | ASSEMBLED | 100 | CB Done | X-End |  |  | Baffle assembly | ALL | 160
BU-1016-N |  | BUTTON HEAD SOCKET CAP SCREW, #10-32 x 1" L | 18-8 SSTL | 8 |  | 50 | ASSEMBLED | 50 | CB Done | X-End |  |  | Assembly (x4), Installation (x4) | ALL | 64
C-1006-N |  | SCREW, SOCKET HEAD CAP, #10-32 X 0.375 LONG | 18-8 SSTL | 39 |  | 200 | ASSEMBLED | 200 | CB Done | X-End |  |  | Baffle assembly | ALL | 312
C-1008-N |  | SCREW SOCKET HEAD CAP #10-32 x 1/2" L | 18-8 SSTL | 12 |  | 75 | ASSEMBLED | 75 | CB Done | X-End |  |  | Baffle assembly | ALL | 96
C-2008-N |  | SOCKET HEAD CAP SCREW, 1/4-20 x 1/2" L | 18-8 SSTL | 4 |  | 25 | ASSEMBLED | 25 | CB Done | X-End |  |  |  | ALL | 32
C-2010-NA |  | SCREW, SOCKET HEAD CAP, 1/4-20 X 0.625 LONG | Ag-PLATED 300 SSTL | 2 |  | 20 | ASSEMBLED | 20 | CB Done | X-End |  |  | D1002402 Balance Weight Assembly | ALL | 16
D0902654 |  | MANIFOLD CRYO BAFFLE SEGMENT SUBASSEMBLY WELDMENT, ITM XY, RIGHT | SSTL | 1 |  | 2 | ASSEMBLED | 2 | FTIR passed | Mid-Y |  |  |  | ITM | 4
D0902655 |  | MANIFOLD -CRYO BAFFLE SEGMENT SUBASSEMBLY WELDMENT, ITM XY, BOTTOM | SSTL | 1 |  | 2 | ASSEMBLED | 2 | FTIR passed | Mid-Y |  |  |  | ITM | 4
D0902656 |  | MANIFOLD-CRYO BAFFLE SEGMENT SUBASSEMBLY WELDMENT, ITM XY, LEFT | SSTL | 1 |  | 2 | ASSEMBLED | 2 | FTIR passed | Mid-Y |  |  |  | ITM | 4
D0902815 | v2 | MANIFOLD-CRYO BAFFLE SUSPENSION RING, TOP | 6061-T6 Al | 1 |  | 4 | ASSEMBLED | 4 | FTIR passed | X-End |  |  | D1002084 Outer Ring Assembly | ALL | 8
D0902816 | v2 | MANIFOLD-CRYO BAFFLE SUSPENSION RING, BOTTOM | 6061-T6 Al | 1 |  | 4 | ASSEMBLED | 4 | FTIR passed | X-End |  |  | D1002084 Outer Ring Assembly | ALL | 8
D0902817 | v2 | MANIFOLD CRYO BAFFLE BLADE | MARAGING STEEL C250 | 2 |  | 10 | ASSEMBLED | 12 | CB Done | X-End | 2 |  | D1002084 Outer Ring Assembly | ALL | 16
D0902819 | v2 | BLADE SPRING BRACKET | 6061-T6 Al | 2 |  | 8 | ASSEMBLED | 7 | CB Done | X-End | 1 |  | D1002084 Outer Ring Assembly | ALL | 16
D0902820 | v2 | BLADE SPRING BLOCK | 6061-T6 Al | 2 |  | 8 | ASSEMBLED | 8 | CB Done | X-End |  |  | D1002084 Outer Ring Assembly | ALL | 16
D1000111 | v3 | MANIFOLD CRYO MUSIC WIRE ADJ BRKT | 304, 316 OR 302 SSTL | 2 |  | 8 | ASSEMBLED | 8 | CB DONE | X-End |  |  |  | ALL | 16
D1000778 | v1 | TURN BUCKLE SCREW | 416 SSTL | 4 |  | 16 | ASSEMBLED | 16 | CB Done | X-End |  |  | D1002084 Outer Ring Assembly | ALL | 32
D1001348 |  | MANIFOLD-CRYO BAFFLE CYLINDER-SCRAPER ASSEMBLY | SSTL | 1 |  | 4 | ASSEMBLED | 4 | FTIR passed | X-End |  |  |  | ALL | 8
D1001970 | v4 | SUSPENSION ROD | MARAGING STEEL C250 | 2 |  | 14 | ASSEMBLED | 2 | CB Done | X-End |  |  |  | ALL | 16
D1002403 | v3 | VERTICAL WEIGHT | 304, 316 OR 302 SSTL | 2 |  | 8 | ASSEMBLED | 8 | RGA DONE | X-End |  |  | D1002402 Balance Weight Assembly | ALL | 16
D1002404 | v3 | LOWER HORIZONTAL WEIGHT | 304, 316 OR 302 SSTL | 2 |  | 8 | ASSEMBLED | 8 | RGA DONE | X-End |  |  | D1002402 Balance Weight Assembly | ALL | 16
D1002417-1 | v3 | UPPER HORIZONTAL WEIGHT (7.5 lbs.) | 304, 316 OR 302 SSTL | 2 |  | 8 | ASSEMBLED | 8 | RGA DONE | X-End |  |  | D1002402 Balance Weight Assembly | ALL | 16
D1002417-2 | v3 | UPPER HORIZONTAL WEIGHT (3.75 lbs.) | 304, 316 OR 302 SSTL | 2 |  | 8 | ASSEMBLED | 8 | RGA DONE | X-End |  |  | D1002402 Balance Weight Assembly | ALL | 16
D1002418 | v3 | MID HORIZONTAL WEIGHT | 304, 316 OR 302 SSTL | 2 |  | 8 | ASSEMBLED | 8 | RGA DONE | X-End |  |  | D1002402 Balance Weight Assembly | ALL | 16
D1002641 | v2 | HALF FACE BRACKET | 6061-T6 Al | 3 |  | 12 | ASSEMBLED | 12 | CB Done | X-End |  |  | Baffle assembly | ALL | 24
D1003184 |  | MANIFOLD -CRYO BAFFLE SEGMENT SUBASSEMBLY WELDMENT, ETMX H1, BOTTOM | SSTL | 1 |  | 1 | ASSEMBLED | 1 | PASSED FTIR | X-End |  |  | Weldment | ETMx | 2
D1003186 |  | MANIFOLD CRYO BAFFLE SEGMENT SUBASSEMBLY WELDMENT, ETMX H1, RIGHT | SSTL | 1 |  | 1 | ASSEMBLED | 1 | PASSED FTIR | X-End |  |  | Weldment | ETMx | 2
D1003188 |  | MANIFOLD-CRYO BAFFLE SEGMENT SUBASSEMBLY WELDMENT, ETMX H1, LEFT | SSTL | 1 |  | 1 | ASSEMBLED | 1 | PASSED FTIR | X-End |  |  | Weldment | ETMx | 2
D1003189 |  | FACE PLATE A, ETM XY | 18 GAUGE 304 SSTL | 1 |  | 1 | ASSEMBLED | 1 | PASSED FTIR | X-End |  |  |  | ETMx | 2
D1003203 |  | FACE PLATE B, ETM XY | 18 GAUGE 304 SSTL | 1 |  | 1 | ASSEMBLED | 1 | PASSED FTIR | X-End |  |  |  | ETMx | 2
D1003229 |  | MANIFOLD -CRYO BAFFLE SEGMENT SUBASSEMBLY WELDMENT, ETMY H1, BOTTOM | SSTL | 1 |  | 1 | ASSEMBLED | 1 | PASSED FTIR | Mid-Y |  |  | Weldment | ETMy | 2
D1003231 |  | MANIFOLD CRYO BAFFLE SEGMENT SUBASSEMBLY WELDMENT, ETMY H1, RIGHT | SSTL | 1 |  | 1 | ASSEMBLED | 1 | PASSED FTIR | Mid-Y |  |  | Weldment | ETMy | 2
D1003233 |  | MANIFOLD-CRYO BAFFLE SEGMENT SUBASSEMBLY WELDMENT, ETMY H1, LEFT | SSTL | 1 |  | 1 | ASSEMBLED | 1 | PASSED FTIR | Mid-Y |  |  | Weldment | ETMy | 2
D1100820 | v2 | LOWER MAGNET PLATE | 430F SSTL | 2 |  | 8 | ASSEMBLED | 8 | CB Done | X-End |  |  | Baffle assembly | ALL | 16
D1100821 | v3 | LOWER COPPER PLATE | COPPER 99.999% | 2 |  | 8 | ASSEMBLED | 8 | CB Done | X-End |  |  | ECR E1300478 | ALL | 16
D1100822 | v3 | LOWER SHIM | 6061-T6 Al | 2 |  | 8 | ASSEMBLED | 8 | CB DONE | X-End |  |  | D1002084 Outer Ring Assembly | ALL | 16
D1100866-01 | v2 | MANIFOLD CRYO PUMP BAFFLE, ROD | 304 SSTL | 1 |  | 4 | ASSEMBLED | 4 | RGA DONE | X-End |  |  |  | ALL | 8
D1100866-02 | v2 | MANIFOLD CRYO PUMP BAFFLE, ROD | 304 SSTL | 2 |  | 8 | ASSEMBLED | 8 | RGA DONE | X-End |  |  |  | ALL | 16
D1101501 |  | LOWER FACE PLATE, ITM XY | 18 GAUGE 304 SSTL | 1 |  | 4 | ASSEMBLED | 0 | PASSED FTIR | Mid-Y |  |  |  | ITM | 4
D1101502 |  | LOWER FACE PLATE, ETM XY | 18 GAUGE 304 SSTL | 1 |  | 1 | ASSEMBLED | 1 | FTIR passed | X-End |  |  |  | ETMx | 2
D1101503-1 |  | UPPER SIDE FACE PLATE, ITM XY | 18 GAUGE 304 SSTL | 1 |  | 4 | ASSEMBLED | 0 | PASSED FTIR | Mid-Y |  |  |  | ITM | 4
D1101503-2 |  | UPPER SIDE FACE PLATE, ITM XY | 18 GAUGE 304 SSTL | 1 |  | 4 | ASSEMBLED | 0 | PASSED FTIR | Mid-Y |  |  |  | ITM | 4
D1102459-1 | v2 | TURNBUCKLE HANDLE | 316 SSTL | 3 | [6 empty] | 24 | DO NOT USE! | REJECTED by QAME | ALL | 24
D1102459-1 | v3 | TURNBUCKLE HANDLE | 316 SSTL | 3 |  | 12 | ASSEMBLED | 12 | CB Done | X-End |  |  | ECR E1300468 | ALL | 24
D1102459-2 | v2 | TURNBUCKLE HANDLE | 316 SSTL | 3 |  | 12 | ASSEMBLED | 12 | CB Done | X-End |  |  |  | ALL | 24
D1200516 |  | LEFT HALF FACE, ETMY | 18 GAUGE 304 SSTL | 1 |  | 1 | ASSEMBLED | 1 | FTIR passed | X-End |  |  |  | ETMy | 2
D1200517 |  | RIGHT HALF FACE, ETMY | 18 GAUGE 304 SSTL | 1 |  | 1 | ASSEMBLED | 1 | FTIR passed | X-End |  |  |  | ETMy | 2
D1200518 |  | LOWER FACE PLATE, ETM Y | 18 GAUGE 304 SSTL | 1 |  | 1 | ASSEMBLED | 1 | FTIR passed | X-End |  |  |  | ETMy | 2
D1300645 |  | FHCS, modified | SSTL | 8 |  | 0 | ASSEMBLED | 86 | CB Done | X-End
D1300646 |  | Bracket Shim | Alluminum | 1 |  | 5 | ASSEMBLED | 5 | CB Done | X-End
FA-1316-N |  | FLAT HEAD SOCKET CAP SCREW, 1/2-13 | 18-8 SSTL | 8 |  | 50 | ASSEMBLED | 50 | CB Done | X-End |  |  | D1002084 Outer Ring Assembly | ALL | 64
FA-2010-N |  | FLAT HEAD SOCKET CAP SCREW, 1/4"-20 x 5/8" L | 18-8 SSTL | 8 |  | 50 | ASSEMBLED | 50 | CB Done | X-End |  |  | D1002084 Outer Ring Assembly | ALL | 64
FA-2010-NA |  | FLAT HEAD SOCKET CAP SCREW, 1/4"-20 x 5/8" L | Ag-PLATED 300 SSTL | 8 |  | 50 | ASSEMBLED | 50 | CB Done | X-End |  |  | D1002402 Balance Weight Assembly | ALL | 64
N-1032-A |  | HEX NUT, 10-32 THRD SIZE | Ag-PLATED 300 SSTL | 93 |  | 400 | ASSEMBLED | 400 | CB Done | X-End |  |  | Assembly (x89), Installation (x4) | ALL | 744
N-2520-A |  | HEX NUT, 1/4-20 THRD SIZE | Ag-PLATED 300 SSTL | 4 |  | 25 | ASSEMBLED | 25 | CB Done | X-End |  |  |  | ALL | 32
N35P1000500HT |  | BUNTING MAGNETIC-NEODYMIUM 1.00D X .50H | NEO 35 | 16 |  |  | ASSEMBLED | 300 | CB DONE | X-End |  |  | Baffle assembly | ALL | 128
V1156 2-116 |  | O-Rings for Copper Plate | Viton | 4 |  | 60 | ASSEMBLED | 220 | CB Done | X-End | 100 | CB Done | drawing needs update | ALL | 32
WF-10 |  | FLAT WASHER, #10 SCREW SIZE | 18-8 SSTL | 93 |  | 600 | ASSEMBLED | 600 | CB Done | X-End |  |  | Assembly (x138), Installation (x8) | ALL | 1168
WF-25 |  | FLAT WASHER 1/4 SCREW SIZE | 18-8 SSTL | 10 |  | 50 | ASSEMBLED | 50 | CB Done | X-End |  |  | Assembly (x1),(x1), Installation (x4) | ALL | 48
TOP-1616-N |  | SET SCREW 3/8-16 x 1" | 18-8 SSTL | 10 |  | 47 | not used | 50 | CB Done | X-End |  | DO NOT USE! | Installation | ALL | 80

## ITM Elliptical Baffles
D1003238 - ITM Elliptical Baffles
PART # | REV | DESCRIPTION | MATERIAL | QTY Needed | On Order | QTY @ LLO | LLO Status | QTY @ LHO | LHO Status | QTY @ CIT | CIT Status | Notes
1185-4EN250 |  | HELI-COIL INSERT, 1/4-20 X 1/4 LG | NITRONIC 60 | 20 |  | 132 | ASSEMBLED | 150 | CB Done |  |  | see D1201228
1185-5EN938 |  | HELICOIL, 5/16-18 X 0.938 LONG | NITRONIC 60 | 12 |  | 110 | ASSEMBLED | 40 | CB Done |  |  | see D1201228
90233A815 |  | FLAT HD SCREW # 10-24 X .50, McMASTER | TITANIUM | 4 |  | 20 | ASSEMBLED | 28 | CB Done |  |  | see D1002564
90945A741 |  | Use 98019A330 | 300 SSTL | 4 |  | 100 | ASSEMBLED | - | - |  |  | see D1101885 and D1200140
90945A760 |  | 1/4 FLAT WASHER, .260 ID x .47 OD X .02 THK | 300 SSTL | 8 |  | 82 | ASSEMBLED | 18 | CB Done |  |  | D1200140 drawing needs update
91845A031 |  | Hex Nut 3/8"-16 Thread Size, 9/16" Width, 21/64" Height | 18-8 SSTL | 4 |  | 33 | ASSEMBLED | 33 | CB Done |  |  | see D1101885
92200A242 |  | SOCKET HEAD SCREW, #10-24 X .50 LG (MS16995-36) | 300 SSTL | 48 |  | 449 | ASSEMBLED | 207 | CB Done
92200A537 |  | SOCKET HEAD CAP SCREW, .25-20 UNC X .50 LG, (MS 16995-48 OR EQUIV) | 300 SSTL | 16 |  | 254 | ASSEMBLED | 36 | CB Done
92200A541 |  | SHCS, .25-20 x .88, 300 SSTL, MS16995-51 | 300 SSTL | 8 |  | 366 | ASSEMBLED | 18 | CB Done |  |  | see D1101885
92240A632 |  | Fully Threaded Hex Head Cap Screw 3/8"-16 Thread, 2" Length | 18-8 SSTL | 8 |  | 20 | ASSEMBLED | - | @ LLO |  |  | Installation - D0900525
93286A044 |  | WASHER #25 ALUM, McMASTER | 6061-T6 | 4 |  | 57 | ASSEMBLED | 12 | CB Done |  |  | see D1002564
94518A510 |  | FLAT HEAD SCS #.25-20 X 1/2 L, MS24671-28 | 18-8 SSTL | 4 |  | 32 | ASSEMBLED | 15 | CB Done |  |  | see D1101887
95435A755 |  | SCREW SHCS #.25-20 X .75, McMASTER | TITANIUM | 4 |  | 42 | ASSEMBLED | 11 | CB Done |  |  | see D1002564
98017A200 |  | Flat Washer 3/8" Sz, .625" OD, .057"-.069" Thk | 300 SSTL | 4 |  | 55 | ASSEMBLED | 33 | CB Done |  |  | see D1101885
98017A220 |  | WASHER #3/4, MCMASTER | 300 SSTL | 6 |  | 88 | ASSEMBLED | 22 | CB Done |  |  | see D1101885
98019A330 |  | WASHER #10, NASM 15795-808 | 300 SSTL | 8 |  | 588 | ASSEMBLED | 200 | CB Done |  |  | see D1101885
98019A355 |  | WASHER FLAT 1/4", .63" OD, .05"-.08" Thk, MIL-15795-810 | 300 SSTL | 76 |  | 76 | ASSEMBLED |  |  |  |  | D1101806
98019A355 |  | WASHER FLAT 1/4", .63" OD, .05"-.08" Thk, MIL-15795-810 | 300 SSTL | 24 |  | 3051 | ASSEMBLED | 215 | CB Done |  |  | D1003238 (4) and D1101885
98019A385 |  | .312 FLAT WASHER, .34 ID X .69 OD X .06 T, NASM 15795-812 | 300 SSTL | 6 |  | 40 | ASSEMBLED | 150 | CB Done |  |  | see D1200140
98019A399 |  | MIL Spec Flat Washer 3/8" | 300 SSTL | 12 |  | 50 | ASSEMBLED | - | @ LLO |  |  | Installation - D0900525
98019A509 |  | FLAT WASHER .50 Sz, NASM/MS15795-818 | 300 SSTL | 8 |  | 33 | ASSEMBLED | 33 | CB Done |  |  | see D1101885
BU-2006-N |  | SCREW, BUTTON HD, SOCKET, 1/4-20 X .375 LG | 18-8 SSTL | 32 |  | 32 | ASSEMBLED | 64 | CB Done
BU-2012-N |  | SCREW, BUTTON HD, SOC. .25-20 X 3/4" LG | 18-8 SSTL | 24 |  | 31 | ASSEMBLED | 48 | CB Done
BU-2020-N |  | SCREW, BUTTON HD, SOCKET, 1/4-20 X 1.25" L | 18-8 SSTL | 4 |  | 20 | ASSEMBLED | 8 | CB Done |  |  | wrong part number in D1101806
BU-2024-N |  | Screw, Button Head, Socket Drive, 1/4-20 X 1.5" | 18-8 SSTL | 4 |  | 2 | ASSEMBLED | 18 | CB Done |  |  | for D1101806 Variable Weights
C-1636-N |  | Socket Head Cap Screw, 3/8"-16 Thrd, 2-1/4" L, was MS 16995-86 92200A632 | 300 SSTL | 1 |  | 6 | ASSEMBLED | 6 | CB Done |  |  | Installation - D0900525
C-1640-N |  | Socket Head Cap Screw, 3/8"-16 Thrd, 2-1/2" L, was MS 16995-87 92200A634 | 300 SSTL | 3 |  | 24 | ASSEMBLED | - | @ LLO |  |  | Installation - D0900525
C-1820-NA |  | U-C COMP. 5/16-18 X 1.25L, S.H.C.S. | Ag-PLATED 300 SSTL | 6 |  | 147 | ASSEMBLED | 55 | CB Done |  |  | see D1200140
C-1832-N |  | SHCS-5/16-18 X 2" | 300 SSTL | 12 |  | 40 | ASSEMBLED | 40 | CB Done |  |  | wrong part number in D1201228
C-2012-N |  | 1/4"-20 X 0.75" SHCS | 18-8 SSTL | 12 |  | 155 | ASSEMBLED | 60 | CB Done |  |  | see D1201228, s/b moved to upper level drawing
C-2016-N |  | SOCKET HEAD CAP SCREW, SHC, 1/4-20 x 1" L | 18-8 SSTL | 20 |  | 177 | ASSEMBLED | 44 | CB Done |  |  | D1003238 (4)
C-2016-NA |  | SOCKET HEAD CAP SCREW, .25-20 X 1 LG | Ag-PLATED 300 SSTL | 16 |  | 122 | ASSEMBLED | 10 | CB Done |  |  | see D1101885
C-2020-N |  | SOCKET HEAD CAP SCREW, SHC, 1/4-20 x 1.25" L | 18-8 SSTL | 4 |  | 20 | ASSEMBLED | 8 | CB Done |  |  | for D1101806 Variable Weights
C-2022-N |  | SOCKET HEAD CAP SCREW, SHC, 1/4-20 x 1.375" L | 18-8 SSTL | 4 |  | 20 | ASSEMBLED | 12 | CB Done |  |  | for D1101806 Variable Weights
C-2024-N |  | SOCKET HEAD CAP SCREW, SHC, 1/4-20 x 1.5" L | 18-8 SSTL | 4 |  | 0 | ASSEMBLED | 20 | CB Done |  |  | for D1101806 Variable Weights
C-2026-N |  | SOCKET HEAD CAP SCREW, SHC, 1/4-20 x 1.625" L | 18-8 SSTL | 4 |  | 0 | ASSEMBLED | 20 | CB Done |  |  | for D1101806 Variable Weights
C-2032-N |  | SOCKET HEAD CAP SCREW, SHC, 1/4-20 x 2" L | 18-8 SSTL | 4 |  | 24 | ASSEMBLED | 8 | CB Done |  |  | for D1101806 Variable Weights
D1000684 | v2 | SLC TUBE LOWER MTG PLATE | 6061-T6 Al | 2 |  | 4 | ASSEMBLED | 6 | 2 ASSEMBLED | 8
D1000909 | v3 | SLC COPPER PLATE | COPPER | 2 |  | 4 | ASSEMBLED | 4 V2 | CB Done |  |  | see D1002564
D1000929 | v1 | SLC COPPER SUPPORT PLATE | 6061-T6 Al | 2 |  | 4 | ASSEMBLED | 5 | 2 ASSEMBLED | 7 |  | see D1002564
D1000930 | v1 | SLC MAGNET HOLDER STEEL PLATE | 416 SSTL | 2 |  | 4 | ASSEMBLED | 6 | 2 ASSEMBLED | 8 |  | see D1101887
D1001120 | v2 | SLC EARTHQUAKE STOP RING | 6061-T6 Al | 4 |  | 8 | ASSEMBLED | 12 | 4 ASSEMBLED | 16 |  | see D1101885
D1001186 | v2 | SCREW HEX HD # 3/4-10 X 4.0 MODIFIED | 18-8 SSTL | 2 |  | 5 | ASSEMBLED | 5 | 2 ASSEMBLED | 9 |  | see D1101885, there should be more than 19 of these parts.
D1001700 | v2 | SLC INTERFACE MOUNTING CLAMP | 304 SSTL | 8 |  | 22 | ASSEMBLED | 30 | CB Done | 36 |  | Installation - D0900525
D1001826 |  |  | 304 SSTL | 24 |  | 8 | ASSEMBLED | ? | CB Done
D1002560 | v2 | SLC DAMPING TUBE TOP PLATE | 6061-T6 Al | 2 |  | 5 | ASSEMBLED | 5 | 2 ASSEMBLED | 8 |  | see D1002564 - ICS issue (Dwayne)
D1002561 | v3 | SLC DAMPING 8 DIA TUBE | 6061-T6 Al | 2 |  | 4 | ASSEMBLED | 5 | 2 ASSEMBLED | 9 |  | see D1002564
D1002581 | v2 | SLC SUSPENSION ROD SUPPORT | 6061-T6 Al | 2 |  | 4 | ASSEMBLED | 6 | 2 ASSEMBLED | 8 |  | see D1002582
D1002609 | v2 | SLC BLADE MOUNTING BRACKET | 304 SSTL | 2 |  | 4 | ASSEMBLED | 5 | 1 ASSEMBLED | 3 |  | see D1200140
D1002610 | v2 | SLC TUBE UP CONNECTOR PLATE | 6061-T6 Al | 2 |  | 4 | ASSEMBLED | 6 | 2 ASSEMBLED | 8 |  | see D1002582
D1002612 | v2 | SLC UPPER TUBE | 6061-T6 Al | 2 |  | 4 | ASSEMBLED | 5 | 2 ASSEMBLED | 9 |  | see D1002582
D1002617 | v2 | SLC DAMPING TUBE LOWER PLATE | 6061-T6 Al | 2 |  | 4 | ASSEMBLED | 5 | 2 ASSEMBLED | 9 |  | see D1002564
D1002618 | v2 | SLC TUBE LOWER CONNECTOR PLATE | 6061-T6 Al | 2 |  | 4 | ASSEMBLED | 5 | 2 ASSEMBLED | 9 |  | see D1101887
D1002753 | v5 | ITM Elliptical Blade | MARAGING STEEL C250 | 2 |  | 3 | ASSEMBLED | 3 | CB Done | 3 | shipment-6564
D1002844 | v4 | SLC ACB BLADE CLAMP | 304 SSTL | 2 |  | 4 | ASSEMBLED | 4 | 2 ASSEMBLED | 10 |  | see D1200140
D1101285 |  | TRANSPORT, LOCKING, ACB | 6061-T6 Al | 2 |  | 4 | ASSEMBLED | 4 | CB Done |  |  | Total 6 @ LLO 2 need Class A
D1101804 | V2 | aLIGO ITM ELLIPTICAL BAFFLE CENTER SKIN |  | 2 |  | 2 | ASSEMBLED | 4 | FTIR |  |  | 4 need oxidation - 004 FAILED FTIR
D1101805 | V3 | aLIGO ITM Elliptical Baffle Top/Bottom Skin |  | 4 |  | 4 | ASSEMBLED | 4 | CB Done | 5 | 4-shipment-6564
D1101889 | v1 | aLIGO AOS ITM ELLIPTICAL BAFFLE LO TUBE | 6061-T6 Al | 2 |  | 2 | ASSEMBLED | 2 | CB Done | 3 | 2-shipment-6564 | see D1101887
D1102316 | v1 | HEX NUT, 3/4"-10 X .38"L, NI-CU | NICKEL-COPPER ALLOY 400 | 4 |  | 13 | ASSEMBLED | 12 | 8 ASSEMBLED | 12 |  | see D1101885
D1200139 | v2 | aLIGO AOS ITM BAFFLE INTERFACE MOUNTING PLATE, BSC2 H1-L1 | 304 SSTL | 1 |  | 2 | ASSEMBLED | 2 | ASSEMBLED |  |  | see D1200140, ECR E1300317 - shipping 1 to CIT for rework
D1200139 | v3 | aLIGO AOS ITM BAFFLE INTERFACE MOUNTING PLATE, BSC2 H1-L1 | 304 SSTL | 1 |  | 1 | ASSEMBLED | 0 | CB Done | 2 | shipment-6564 | see D1200140, ECR E1300317 - 1 at CIT needs rework
D1200338 | v3 | aLIGO ITM ELLIPTICAL BAFFLE TOP MTG PLATE | 6061-T6 Al | 2 |  | 2 | ASSEMBLED | 2 | CB Done | 3 | 2-shipment-6564 | see D1101885, add heli-coils
D1200339 | V2 | aLIGO ITM ELLIPTICAL BAFFLE BOX TOP SUPPORT BRACKET |  | 2 |  | 2 | ASSEMBLED | 2 | CB Done | 3 | 2-shipment-6564
D1200779 | V1 | aLIGO_SLC 1.25 Pound Balance Weight | 304 SSTL | 12 |  | 8 | ASSEMBLED | 8 | CB Done
D1200781 |  | ACB SUSPENDED ROD | MARAGING STEEL C250 | 2 |  | 14 | ASSEMBLED | 6 | CB Done
D1201198 | v2 | ANTI-ROTATION BLOCK | 6061-T6 Al | 2 |  | 6 | ASSEMBLED | 6 | CB Done |  |  | see D1201228
D1201199 | v2 | ANTI-ROTATION CLAMP | 6061-T6 Al | 2 |  | 6 | ASSEMBLED | 4 | CB Done |  |  | see D1201228
D1201230 | v1 | aLIGO_SLC 0.5 Pound Balance Weight | 304 SSTL | 0 |  | 6 | ASSEMBLED | 8 | CB Done
D1201235 | v2 | LOCKED THREADED STUD | 6061-T6 Al | 4 |  | 12 | ASSEMBLED | 20 | CB Done |  |  | see D1101885 - Total 12 @ LLO 4 need Class A
D1201361 | v1 | EARTHQUAKE STOP SLEEVE | 6061-T6 Al | 4 |  | 12 | ASSEMBLED | 8 | CB Done |  |  | see D1101885
D1201366-01 | v2 | ALIGO, AOS, ACB, DOG CLAMP (CUSTOM) | 304 SSTL | 3 |  | 20 | ASSEMBLED | - | @ LLO |  |  | Installation - D0900525
D1201366-02 | v2 | ALIGO, AOS, ACB, DOG CLAMP (CUSTOM) | 304 SSTL | 1 |  | 6 | ASSEMBLED | - | @ LLO |  |  | Installation - D0900525
D1300023-3 |  |  | 304 SSTL | 4 |  | 7 | ASSEMBLED | - | -
N-1024-A |  | UC-COMP, HEX NUT, #10-24, SSTL | Ag-PLATED 18-8 SSTL | 4 |  | 20 | ASSEMBLED | 34 | CB Done
N-2520-A |  | HEX NUT 1/4-20 | Ag-PLATED 18-8 SSTL | 12 |  | 1901 | ASSEMBLED | 24 | CB Done
N35P1000500HT |  | BUNTING MAGNETIC-NEODYMIUM 1.00D X .50H | NEO 35 | 8 |  | 6 | ASSEMBLED | 4+ | CB Done |  |  | see D1101887, qty should be 2 per - LHO shipped some, not in ICS
V1156 2-116 |  | O-Rings for Copper Plate | Viton | 4 |  | 60 | ASSEMBLED | 220 | CB Done | 300 | CB Done | D1002564 drawing needs update
WF-25 |  | FLAT WASHER 1/4 SCREW SIZE | 18-8 SSTL | 12 |  | 3523 | ASSEMBLED | 101 | CB Done |  |  | see D1201228, s/b moved to upper level drawing - 150 in shipment-5566
WF-31 |  | FLAT WASHER, 5/16" Sz | 18-8 SSTL | 12 |  | 60 | ASSEMBLED | 60 | CB Done |  |  | see D1201228
Parts at site and CB Done
Assembled
Quanitity or cleaning issue

## SRM AR Baffle
D1200141 SRM AR Baffle
PART # | REV | DESCRIPTION | MATERIAL | QTY Needed | On Order | QTY @ LLO | LLO Status | QTY @ LHO | LHO Status | 3rd IFO Status | Notes
92200A550 |  | SCREW, SHC, 1/4-20 X 2.00 LG. |  | 5 |  | 5 | ASSEMBLED | 50 | CB Done - needs kitting |  | Installation
98019A360 |  | WASHER, FLAT, 1/4 |  | 5 |  | 5 | ASSEMBLED | 67 |  |  | Installation
BU-2008-N |  | BUTTON HEAD SOCKET CAP SCREW, 1/4-20 x 1/2" L | 18-8 SSTL | 10 |  | 28 | ASSEMBLED | 10 | ASSEMBLED | ASSEMBLED
BU-2016-N |  | BUTTON HEAD SOCKET HEAD CAP SCREW, 1/4-20 x 1" L | 18-8 SSTL | 2 |  | 8 | ASSEMBLED | 2 | ASSEMBLED | ASSEMBLED
C-2022-N |  | SOCKET HEAD CAP SCREW, SHC, 1/4-20 x 2.5" L | 18-8 SSTL | 4 |  | 12 | ASSEMBLED | 8 | ASSEMBLED | ASSEMBLED | L1
D1001376-02 |  | AdvLIGO HAM Optics Table Dog Clamp 1.1M |  | 5 | 0 | 12 | ASSEMBLED | 55 | CB Done - needs kitting |  | Installation
D1100424 |  | SRM AR_H1 SPACER | 6061-T6 Al | 1 |  | 0 | NA | 1 | ASSEMBLED | NA | H1
D1100425 | v2 | SRM AR, TOP SUPPORT BAR | 6061-T6 Al | 1 | 0 | 1 | ASSEMBLED | 1 | ASSEMBLED | ASSEMBLED
D1100427 | v2 | SRM AR BAFFLE PLATE | 14 GAUGE 304 SSTL | 1 | 0 | 1 | ASSEMBLED | 2 | ASSEMBLED | ASSEMBLED | Did SN003 get oxidized?
D1200143 | v2 | SRM AR BAFFLE VERTICAL SIDE SUPPORT | 6061-T6 Al | 2 | 0 | 2 | ASSEMBLED | 2 | ASSEMBLED | ASSEMBLED
D1200144 | v2 | SRM AR_L1 SPACER | 6061-T6 Al | 1 | 0 | 1 | ASSEMBLED | 0 | NA | NA | L1
WF-25 |  | FLAT WASHER 1/4 SCREW SIZE | 18-8 SSTL | 12 |  | 40 | ASSEMBLED | 29 | ASSEMBLED | ASSEMBLED

## SR3 HR Baffle
D1003205-02 SR3 HR Baffle
PART # | REV | DESCRIPTION | MATERIAL | QTY Needed | On Order | QTY @ LLO | LLO Status | QTY @ LHO | LHO Status | 3rd IFO Status | Notes
92200A550 |  | SCREW, SHC, 1/4-20 X 2.00 LG. |  | 6 |  | 12 | ASSEMBLED | 50 | CB Done - needs kitting |  | Installation
98019A360 |  | WASHER, FLAT, 1/4 |  | 6 |  | 12 | ASSEMBLED | 67 |  |  | Installation
BU-2008-N |  | BUTTON HEAD SOCKET CAP SCREW, 1/4-20 x 1/2" L | 18-8 SSTL | 14 |  | 36 | ASSEMBLED | 14 | ASSEMBLED | ASSEMBLED
BU-2016-N |  | BUTTON HEAD SOCKET HEAD CAP SCREW, 1/4-20 x 1" L | 18-8 SSTL | 2 |  | 6 | ASSEMBLED | 2 | ASSEMBLED | ASSEMBLED
C-2022-N |  | SOCKET HEAD CAP SCREW, SHC, 1/4-20 x 1.375" L | 18-8 SSTL | 4 |  | 12 | ASSEMBLED | 8 | ASSEMBLED | ASSEMBLED
D1001376-01 |  | AdvLIGO HAM Optics Table Dog Clamp 1.1S |  | 3 |  | 6 | ASSEMBLED | 16 | CB Done - needs kitting |  | Installation
D1001376-02 |  | AdvLIGO HAM Optics Table Dog Clamp 1.1M |  | 2 |  | 12 | ASSEMBLED | 55 | CB Done - needs kitting |  | Installation
D1001376-03 |  | AdvLIGO HAM Optics Table Dog Clamp 1.1L |  | 1 |  | 18 | ASSEMBLED | 0 |  |  | Installation
D1003172 | v2 | ALIGO SR3 BAFFLE VERTICAL SUPPORT | 6061-T6 Al | 2 |  | 4 | ASSEMBLED | 4 | ASSEMBLED | ASSEMBLED
D1003173 | v2 | ALIGO SR3 BAFFLE PLATE | 14 GAUGE 304 SSTL | 1 |  | 1 | ASSEMBLED | 2 | ASSEMBLED | ASSEMBLED
D1003240 | v2 | ALIGO SR3 HR-AR TOP CROSS BAR | 6061-T6 Al | 1 |  | 2 | ASSEMBLED | 2 | ASSEMBLED | ASSEMBLED
D1100423 | v2 | ALIGO SR3 HR-AR_H1-L1 SPACER | 6061-T6 Al | 1 |  | 2 | ASSEMBLED | 2 | ASSEMBLED | ASSEMBLED
WF-25 |  | FLAT WASHER 1/4 SCREW SIZE | 18-8 SSTL | 16 |  | 48 | ASSEMBLED | 35 | ASSEMBLED | ASSEMBLED

## SR3 AR BAffle
D1003205-04 SR3 AR Baffle
PART # | REV | DESCRIPTION | MATERIAL | QTY Needed | On Order | QTY @ LLO | LLO Status | QTY @ LHO | LHO Status | 3rd IFO Status | Notes
92200A550 |  | SCREW, SHC, 1/4-20 X 2.00 LG. |  | 5 |  | 12 | DONE | 50 | CB Done - needs kitting |  | Installation
92196A553 |  | SCREW, 1/4-20 X 2.75 LG. | 18-8 SSTL | 1 | [6 empty] | Installation
98019A360 |  | WASHER, FLAT, 1/4 |  | 6 |  | 12 | DONE | 67 |  |  | Installation
BU-2008-N |  | BUTTON HEAD SOCKET CAP SCREW, 1/4-20 x 1/2" L | 18-8 SSTL | 14 |  | 34 | ASSEMBLED | 14 | ASSEMBLED | ASSEMBLED
BU-2016-N |  | BUTTON HEAD SOCKET HEAD CAP SCREW, 1/4-20 x 1" L | 18-8 SSTL | 3 |  | 8 | ASSEMBLED | 3 | ASSEMBLED | ASSEMBLED
C-2018-N |  | SOCKET HEAD CAP SCREW, SHC, 1/4-20 x 1.125" L | 18-8 SSTL | 1 |  | 4 | ASSEMBLED | 1 | ASSEMBLED | ASSEMBLED
C-2022-N |  | SOCKET HEAD CAP SCREW, SHC, 1/4-20 x 1.375" L | 18-8 SSTL | 4 |  | 12 | ASSEMBLED | 4 | ASSEMBLED | ASSEMBLED
D1001376-01 |  | AdvLIGO HAM Optics Table Dog Clamp 1.1S |  | 2 |  | 6 | ASSEMBLED | 16 | CB Done - needs kitting |  | Installation
D1001376-02 |  | AdvLIGO HAM Optics Table Dog Clamp 1.1M |  | 3 |  | 12 | ASSEMBLED | 55 | CB Done - needs kitting |  | Installation
D1001700 |  | SLC INTERFACE MOUNTING CLAMP |  | 1 |  | 2 | ASSEMBLED | 54 | CB Done - needs kitting |  | Installation
D1003172 | v2 | ALIGO SR3 BAFFLE VERTICAL SUPPORT | 6061-T6 Al | 2 |  | 4 | ASSEMBLED | 4 | ASSEMBLED | ASSEMBLED
D1003240 | v2 | ALIGO SR3 HR-AR TOP CROSS BAR | 6061-T6 Al | 1 |  | 2 | ASSEMBLED | 2 | ASSEMBLED | ASSEMBLED
D1100021 | v2 | ALIGO SR3 AR PLATE SUPPORT | 6061-T6 Al | 1 |  | 1 | ASSEMBLED | 1 | ASSEMBLED | ASSEMBLED
D1100423 | v2 | ALIGO SR3 HR-AR_H1-L1 SPACER | 6061-T6 Al | 1 |  | 2 | ASSEMBLED | 2 | ASSEMBLED | ASSEMBLED
D1101826 | v2 | ALIGO SR3 BAFFLE PLATE | 14 GAUGE 304 SSTL | 1 |  | 1 | ASSEMBLED | 2 | ASSEMBLED | ASSEMBLED
FA-2008-N |  | FLAT HEAD SOCKET CAP SCREW, 1/4-20 x 1/2" L | 18-8 SSTL | 2 |  | 6 | ASSEMBLED | 2 | ASSEMBLED | ASSEMBLED
WF-25 |  | FLAT WASHER 1/4 SCREW SIZE | 18-8 SSTL | 17 |  | 50 | ASSEMBLED | 17 | ASSEMBLED | ASSEMBLED
NEED TO SHIP MORE SPARE HARDWARE
44

## HAM Scraper Baffle
D1101599 HAM Scraper Baffles
PART # | REV | DESCRIPTION | MATERIAL | QTY Needed | On Order | QTY @ CIT | CIT Status | QTY @ LLO | LLO Status | QTY @ LHO | LHO Status | 3rd IFO Status | Notes
92200A548 |  | SCREW, SHC, 1/4-20 X 1.750 LG. |  | 18 |  |  |  | 18 | DONE | 28 |  |  | Installation
94518A510 |  | Flat, SHCS, .25-20 x .50 lg. (MS24671-28) | 300 SSTL | 4 |  |  |  | 14 | ASSEMBLED | 15 | ASSEMBLED | ASSEMBLED | use FA-2008-N
98019A360 |  | WASHER, FLAT, 1/4 |  | 18 |  |  |  | 18 | DONE | 30 |  |  | Installation
C-2008-N |  | SOCKET HEAD CAP SCREW, SHC, 1/4-20 x 1/2" L | 18-8 SSTL | 18 |  |  |  | 25 | ASSEMBLED | 26 | ASSEMBLED | ASSEMBLED
C-2016-N |  | SOCKET HEAD CAP SCREW, SHC, 1/4-20 x 1" L | 18-8 SSTL | 30 |  |  |  | 42 | ASSEMBLED | 42 | ASSEMBLED | ASSEMBLED
C-2018-N |  | SOCKET HEAD CAP SCREW, SHC, 1/4-20 x 1.125" L | 18-8 SSTL | 12 |  |  |  | 16 | ASSEMBLED | 19 | ASSEMBLED | ASSEMBLED
D1100640-10 |  | AdvLIGO HAM Optics Table Dog Clamp SOS Suspension 1.00S |  | 4 | 0 | 4 |  | 5 | DONE | 9 | CB Done - needs kitting | CB Done - needs kitting | Installation
D1100640-11 |  | AdvLIGO HAM Optics Table Dog Clamp SOS Suspension 1.00M |  | 6 | 0 | 6 |  | 7 | DONE | 13 | CB Done - needs kitting | CB Done - needs kitting | Installation
D1100640-12 |  | AdvLIGO HAM Optics Table Dog Clamp SOS Suspension 1.00L |  | 8 | 0 | 8 |  | 9 | DONE | 17 | CB Done - needs kitting | CB Done - needs kitting | Installation
D1101600 | v2 | aLIGO AOS, HAM SCRAPER BAFFLE TOP | 6061-T6 Al | 3 | 0 | 3 |  | 3 | ASSEMBLED | 3 | ASSEMBLED | ASSEMBLED
D1101602 | v2 | aLIGO AOS, HAM SCRAPER BAFFLE, SUPPORT WALL | 6061-T6 Al | 6 | 0 | 6 |  | 6 | ASSEMBLED | 6 | ASSEMBLED | ASSEMBLED
D1101605 | v2 | aLIGO AOS, HAM SCRAPER BAFFLE SKIN | 14 GAUGE 304 SSTL | 6 | 0 | 6 |  | 6 | ASSEMBLED | 8 | ASSEMBLED | ASSEMBLED
D1101608-01 | v2 | aLIGO AOS, HAM SCRAPER BAFFLE BASE | 6061-T6 Al | 1 | 0 |  |  | 1 | ASSEMBLED | 0 | NA | NA
D1101608-02 | v2 | aLIGO AOS, HAM SCRAPER BAFFLE BASE | 6061-T6 Al | 1 | 0 |  |  | 0 | NA | 1 | DONE | NA
D1101608-04 | v2 | aLIGO AOS, HAM SCRAPER BAFFLE BASE | 6061-T6 Al | 2 | 0 |  |  | 2 | ASSEMBLED | 0 | NA | NA
D1101608-05 | v2 | aLIGO AOS, HAM SCRAPER BAFFLE BASE | 6061-T6 Al | 2 | 0 |  |  | 0 | NA | 2 | DONE | NA
FA-2008-N |  | Flat, SHCS, .25-20 x .50 lg. (MS24671-28) | 300 SSTL | 8 |  | 22 |  | 6 | ASSEMBLED | 14 | ASSEMBLED | ASSEMBLED | use 94518A510
FA-2010-N |  | FLAT HEAD SOCKET CAP SCREW, 1/4"-20 THRD, 5/8" L | 18-8 SSTL | 24 |  |  |  | 33 | ASSEMBLED | 34 | ASSEMBLED | ASSEMBLED
N-2520-A |  | HEX NUT 1/4-20 | Ag-PLATED 300 SSTL | 12 |  |  |  | 28 | ASSEMBLED | 17 | ASSEMBLED | ASSEMBLED
WF-25 |  | FLAT WASHER 1/4 SCREW SIZE | 18-8 SSTL | 72 |  |  |  | 101 | ASSEMBLED | 101 | ASSEMBLED | ASSEMBLED

## SR2 Scraper Baffle
D1003349/L1 & D1200922/H1 SR2 Scraper Baffle
PART # | REV | DESCRIPTION | MATERIAL | QTY Needed | On Order | QTY @ CIT | CIT Status | QTY @ LLO | LLO Status | QTY @ LHO | LHO Status | 3rd IFO Status | Notes
90945A760 |  | 1/4 X .47OD X .02-.04THK NAS 620 FLAT WASHER | 300 SSTL | 4 |  |  |  | 76 | ASSEMBLED | 8 | ASSEMBLED | ASSEMBLED
92200A542 |  | SCREW, SHC, 1/4-20 x 1, MS16995-52, equiv C-2016-N | 300 SSTL | 11 |  |  |  | 12 | ASSEMBLED | 24 |  |  | Installation
92200A544 |  | Screw, Soc Hd Cap, 1/4-20 UNC-2A X 1.25 L |  | 13 |  |  |  | 15 | ASSEMBLED | 26 | ASSEMBLED | ASSEMBLED
94518A510 |  | Flat, SHCS, .25-20 x .50 lg. (MS24671-28) equiv FA-2008-N | 300 SSTL | 17 |  |  |  | 38 | ASSEMBLED | 34 | ASSEMBLED | ASSEMBLED
96659A106 |  | WASHER #1/4 X .281 ID X .63 OD; McMASTER |  | 13 |  |  |  | 50 | ASSEMBLED | 17 | CB DONE |  | Installation
D1001700 |  | SLC INTERFACE MOUNTING CLAMP |  | 5 |  |  |  | 22 | ASSEMBLED | 54 | CB Done - needs kitting | CB Done - needs kitting | Installation
D1003301 | v3 | SR2 Scraper Baffle Skin | 14 GA, 304 SSTL | 1 |  | 1 |  | 1 | ASSEMBLED | 2 | ASSEMBLED | ASSEMBLED
D1100366 |  | SPACER, SR2 SCRAPER BAFFLE, L1 | 6061-T6 Al | 1 |  | 1 |  | 1 | ASSEMBLED | 0 | NA | NA
D1101900 |  | PANEL, TOP, SR2 SCRAPER BAFFLE | 6061-T6 Al | 1 |  | 1 |  | 1 | ASSEMBLED | 2 | ASSEMBLED | ASSEMBLED
D1101903 |  | SUPPORT, SIDE, SR2 SCRAPER BAFFLE | 6061-T6 Al | 2 |  | 2 |  | 2 | ASSEMBLED | 4 | ASSEMBLED | ASSEMBLED
D1200923 |  | SPACER, SR2 SCRAPER BAFFLE, H1 | 6061-T6 Al | 1 |  | 1 |  | 0 | NA | 2 | ASSEMBLED | NA
D1201154 |  | SLC INTERFACE MOUNTING CLAMP_SMALL |  | 6 |  | 8 |  | 40 | ASSEMBLED | 48 | CB Done - needs kitting | CB Done - needs kitting | Installation
N-2520-A |  | HEX NUT, 1/4-20 THRD SIZE | Ag-PLATED 300 SSTL | 3 |  |  |  | 28 | ASSEMBLED | 6 | ASSEMBLED | ASSEMBLED
WF-25 |  | FLAT WASHER 1/4 SCREW SIZE | 18-8 SSTL | 10 |  |  |  | 14 | ASSEMBLED | 20 | ASSEMBLED | ASSEMBLED

## Arm Cavity Baffle ITM
SLC 1 HOLE ARM CAVITY BAFFLE ASSY (BSC1/BSC3)
PART # | REV | DESCRIPTION | MATERIAL | QTY Needed | On Order | QTY @ LLO | LLO Status | QTY @ LHO | LHO Status | QTY @ CIT | CIT Status | Notes | Assembly
1185-4EN250 |  | HELI-COIL INSERT, 1/4-20 X 1/4 LG | NITRONIC 60 | 8 |  | 280 | ASSEMBLED |  | LLO
1185-5EN938 |  | HELICOIL, 5/16-18 X 0.938 LONG | NITRONIC 60 | 6 |  | 140 | ASSEMBLED |  | LLO
90233A815 |  | FLAT HD SCREW # 10-24 X .50, McMASTER | TITANIUM | 2 |  | 48 | ASSEMBLED |  | LLO
90945A740 |  | WASHER, FLAT, #10 (NAS 620-C10L OR EQUIVALENT) | 300 SSTL | 16 |  | 343 | ASSEMBLED | 58 | DONE
90945A740 |  | McMASTER, WASHER, FLAT, #10, 300 SST, NAS 620-C10L | 300 SSTL | 3 |  | 343 | ASSEMBLED | 58 | DONE |  |  | Assembly | D1200578
90945A760 |  | WASHER, FLAT, 1/4 (NAS 620-C416L OR EQUIVALENT) | 300 SSTL | 24 |  | 100 | ASSEMBLED |  | LLO
91845A031 |  | HEX NUT, .375-16 (McMaster Carr #: was 90762A127 )(UC #: was N-3816) | 18-8 SSTL | 2 |  | 33 | ASSEMBLED | 33 | DONE |  |  | Assembly | D1200275 - earthquake stop rod hardware
92196A114 |  | SHCS 4-40 x 7/8" L | 18-8 SSTL | 2 |  | 90 | ASSEMBLED |  | LLO
92200A242 |  | SOCKET HEAD SCREW, #10-24 X .50 LG (MS16995-36) | 300 SSTL | 32 |  | 441 | ASSEMBLED | 187 | DONE
92200A537 |  | SOCKET HEAD CAP SCREW, .25-20 UNC X .50 LG, (MS16995-48 OR EQUIV) (C-2012-N/C-2014-N sub length) | 300 SSTL | 85 |  | 254 | ASSEMBLED | 36 | DONE
92200A540 |  | SHCS, 1/4-20 X 3/4" LG. MS16995-50 (OR EQUIV) | 18-8 SSTL | 4 |  | 1298 | ASSEMBLED |  | LLO
92200A541 |  | SHCS, .25-20 x .88, 300 SSTL, MS16995-51 | 300 SSTL | 2 |  | 384 | ASSEMBLED |  | LLO
92200A694 |  | SCREW, SHC, 3/8-16 X 2.5 LG. MS16995-87 |  | 2 |  |  | ASSEMBLED |  |  |  |  | Installation | D1003374 for BSC1-L1
92240A632 |  | SCREW, HH, 3/8-16 X 2.0 LG. |  | 4 |  | 20 | ASSEMBLED |  | LLO |  |  | Installation | D1003374 for BSC1-L1
93286A044 |  | WASHER #25 ALUM, McMASTER | 6061-T6 | 2 |  | 57 | ASSEMBLED | 11 | DONE
94518A510 |  | Flat, SHCS, .25-20 x .50 lg. (MS24671-28) | 300 SSTL | 2 |  | 32 | ASSEMBLED | 15 | DONE |  |  | for HAM Scraper??
95435A755 |  | SCREW SHCS #.25-20 X .75, McMASTER | TITANIUM | 2 |  | 42 | ASSEMBLED | 11 | DONE
98017A200 |  | FLAT WASHER, 3/8, (NAS 1149-C0663R OR EQUIV) | 300 SSTL | 2 |  | 55 | ASSEMBLED | 33 | DONE
98017A220 |  | WASHER #3/4, MCMASTER | 300 SSTL | 3 |  | 88 | ASSEMBLED | 22 | DONE
98019A330 |  | WASHER #10, NASM 15795-808 | 300 SSTL | 23 |  | 788 | ASSEMBLED |  | LLO
98019A355 |  | WASHER FLAT 1/4", .63" OD, .05"-.08" Thk, MIL-15795-810 | 300 SSTL | 8 |  | 3051 | ASSEMBLED | 285 | DONE
98019A385 |  | .312 FLAT WASHER, .34 ID X .69 OD X .06 T, NASM 15795-812 | 300 SSTL | 7 |  | 190 | ASSEMBLED |  | LLO
98019A399 |  | WASHER, FLAT, 3/8 MS15795-814 |  | 6 |  | 100 | ASSEMBLED |  | LLO |  |  | Installation | D1003374 for BSC1-L1
98019A509 |  | FLAT WASHER .50 Sz, NASM/MS15795-818 | 300 SSTL | 4 |  | 33 | ASSEMBLED | 33 | DONE
BU-2012-N |  | SCREW, BUTTON HD, SOC. .25-20 X 3/4" LG. | 18-8 SSTL | 2 |  | 31 | ASSEMBLED | 48 | DONE
C-1820-NA |  | U-C COMP. 5/16-18 X 1.25L, S.H.C.S. | Ag-PLATED 300 SSTL | 7 |  | 147 | ASSEMBLED | 55 | DONE
C-1832-N |  | SHCS-5/16-18 X 2" ( Equiv to 92200A640 2 1/4") | 300 SSTL | 6 |  | 40 | ASSEMBLED | 44 | DONE
C-2008-NA |  | SHCS, 1/4-20 x .50 AG PLATED | Ag plated 300 SSTL | 12 |  | 187 | ASSEMBLED |  |  |  |  | Lost @ LLO
C-2012-N |  | 1/4"-20 X 0.75" SHCS | 18-8 SSTL | 85 |  | 215 | ASSEMBLED |  | LLO
C-2014-N |  | SOCKET HEAD CAP SCREW, SHC, 1/4-20 X 7/8" | 18-8 SSTL | 8 |  | 62 | ASSEMBLED |  | LLO
C-2016-N |  | SCREW SHCS, 1/4-20 X 1" LG | 18-8 SSTL | 4 |  | 177 | ASSEMBLED | 97 | DONE
C-2016-NA |  | SOCKET HEAD CAP SCREW, .25-20 X 1 LG | Ag-PLATED 300 SSTL | 4 |  | 122 | ASSEMBLED | 14 | DONE
C-2024-N |  | SOCKET HEAD CAP SCREW, SHC, 1/4-20 x 1-1/2" L | 18-8 SSTL | 4 |  | 82 | ASSEMBLED |  | LLO
C-2028-NA |  | SHCS, 1/4-20 x 1.75" L , Ag PLATED | 300 SSTL | 4 |  | 62 | ASSEMBLED |  | LLO
D1000600 |  | UHV COMPATIBLE CABLE CLAMP ASSY, .375-16 |  | 1 |  |  | ASSEMBLED |  |  |  |  | Installation | D1003374 for BSC1-L1
D1000684 |  | SLC TUBE LOWER MTG PLATE | 6061-T6 Al | 1 |  | 4 | ASSEMBLED | 6 | 2 ASSEMBLED | 8
D1000909 |  | SLC COPPER PLATE | COPPER | 1 |  | 4 | ASSEMBLED | 4 | DONE
D1000929 |  | SLC COPPER SUPPORT PLATE | 6061-T6 Al | 1 |  | 4 | ASSEMBLED | 5 | 2 ASSEMBLED | 7
D1000930 |  | SLC MAGNET HOLDER STEEL PLATE | 416 SSTL | 1 |  | 4 | ASSEMBLED | 6 | 2 ASSEMBLED | 8
D1000974 |  | ARM CAVITY BAFFLE TOP SKIN | 14 GUAGE, 304 SSTL | 1 |  | 4 | ASSEMBLED | 8 | 4-DONE |  |  | Oxidized
D1000975 |  | ARM CAVITY BAFFLE BTM SKIN | 18 GUAGE, 304 SSTL | 1 |  | 4 | ASSEMBLED | 7 | 3-DONE |  |  | Oxidized
D1000976 |  | ARM CAVITY BAFFLE CTR SKIN | 18 GUAGE, 304 SSTL | 1 |  | 4 | ASSEMBLED | 7 | 3-DONE |  |  | Oxidized
D1001009 |  | ARM CAVITY BAFFLE LO TUBE | 6061-T6 Al | 1 |  | 4 | ASSEMBLED | 4 | DONE
D1001026 |  | Arm Cavity Baffle Up Leaf | 18 GUAGE 304 SSTL | 1 |  | 4 | ASSEMBLED | 7 | 3-DONE |  |  | Oxidized
D1001027 |  | Arm Cavity Baffle Lower Leaf | 18 GUAGE 304 SSTL | 1 |  | 4 | ASSEMBLED | 7 | 3-DONE |  |  | Oxidized
D1001120 |  | SLC EARTHQUAKE STOP RING | 6061-T6 Al | 2 |  | 8 | ASSEMBLED | 12 | 4 ASSEMBLED | 16
D1001186 |  | SCREW HEX HD # 3/4-10 X 4.0 MODIFIED | 18-8 SSTL | 1 |  | 5 | ASSEMBLED | 5 | 2 ASSEMBLED | 9 |  | LHO shipped qty 4 to LLO 2.27.13
D1001346-1 |  | aLIGO, ASSY, CABLE BRACKET, HAM TABLE | N/A | 1 |  | 4 | ASSEMBLED |  |  |  |  | LLO Matt gave SLC qty 4, LHO contact Betsy
D1001363 |  | ACB SIDE REINFORCING HATSECTION | 304 SSTL | 2 |  | 8 | ASSEMBLED | 8 | DONE
D1001365 |  | ARM BAFFLE MIDDLE REINFORCING PLATE | 18 GUAGE, 304 SSTL | 2 |  | 8 | ASSEMBLED | 14 | 6-DONE |  |  | Oxidized
D1001621 |  | ARM CAVITY BAFFLE UPPER MOUNTING HINGE | 6061-T6 Al | 1 |  | 4 | ASSEMBLED | 4 | DONE
D1001622 |  | ARM CAVITY BAFFLE LOWER MTG HINGE | 6061-T6 AL | 1 |  | 3 | ASSEMBLED | 2 | DONE |  |  | Gerardo shipped 2 fm LHO to LLO, shipment-5831
D1001700 |  | SLC INTERFACE MOUNTING CLAMP |  | 4 |  | 22 | ASSEMBLED | 30 | CB Done | 36 |  | Installation | D1003374 for BSC1-L1
D1001826 |  | aLIGO_SLC 1.5 Pound Balance Weight | 304 SSTL | 6 |  | 8 | ASSEMBLED | 12 | DONE |  |  | Nominal starting weight qty 2
D1002560 |  | SLC DAMPING TUBE TOP PLATE | 6061-T6 Al | 1 |  | 5 | ASSEMBLED | 5 | 2 ASSEMBLED | 8
D1002561 |  | SLC DAMPING 8 DIA TUBE | 6061-T6 Al | 1 |  | 4 | ASSEMBLED | 5 | 2 ASSEMBLED | 9
D1002581 |  | SLC SUSPENSION ROD SUPPORT | 6061-T6 Al | 1 |  | 4 | ASSEMBLED | 6 | 2 ASSEMBLED | 8
D1002608 |  | SLC ACB SUSPENSION BLADE | MARAGING STEEL C250 | 1 |  | 5 | ASSEMBLED | 5 | DONE
D1002609 |  | SLC BLADE MOUNTING BRACKET | 304 SSTL | 1 |  | 4 | ASSEMBLED | 5 | 1 ASSEMBLED | 3
D1002610 |  | SLC TUBE UP CONNECTOR PLATE | 6061-T6 Al | 1 |  | 4 | ASSEMBLED | 6 | 2 ASSEMBLED | 8
D1002612 |  | SLC UPPER TUBE | 6061-T6 Al | 1 |  | 4 | ASSEMBLED | 5 | 2 ASSEMBLED | 9
D1002617 |  | SLC DAMPING TUBE LOWER PLATE | 6061-T6 Al | 1 |  | 4 | ASSEMBLED | 5 | 2 ASSEMBLED | 9
D1002618 |  | SLC TUBE LOWER CONNECTOR PLATE | 6061-T6 Al | 1 |  | 4 | ASSEMBLED | 5 | 2 ASSEMBLED | 9
D1002844 |  | SLC ACB BLADE CLAMP | 304 SSTL | 1 |  | 4 | ASSEMBLED | 4 | 2 ASSEMBLED | 10
D1003024 |  | PD FRONT PEEK INSULATOR | PEEK | 4 |  | 12 | ASSEMBLED | 33 | DONE |  |  | Lost @ LLO
D1003025 |  | SLC PHOTODETECTOR HOUSING | 304 SSTL | 4 |  | 16 | ASSEMBLED | 23 | DONE |  |  | Oxidized
D1003028 |  | PD PCB SUPPORT | KAPTON | 4 |  | BULK | ASSEMBLED |  | LLO |  |  | Lost @ LLO
D1003111 |  | SLC PHOTODECTOR CABLE LOWER ASSY | N/A | 1 |  | 2 | ASSEMBLED
D1100243 |  | ACB HINGE SHIM | 304 SSTL | 2 |  | 8 | ASSEMBLED | 8 | DONE
D1100288 |  | SLC ACB TOP EXTENDER | 18 GUAGE, 304 SSTL | 1 |  | 4 | ASSEMBLED | 3 | DONE |  |  | Oxidized
D1100327 |  | ACB Left Side Panel | 18 GUAGE 304 SSTL | 1 |  | 4 | ASSEMBLED | 3 | DONE |  |  | Oxidized
D1100340 |  | ACB Right Side Panel | 18 GUAGE 304 SSTL | 1 |  | 4 | ASSEMBLED | 3 | DONE |  |  | Oxidized
D1100347 |  | ACB Up Captured Plate | 304 SSTL | 3 |  | 12 | ASSEMBLED | 12 | DONE |  |  | Lost @ LLO
D1100352 |  | ACB Low Captured Plate | 304 SSTL | 3 |  | 12 | ASSEMBLED | 12 | DONE |  |  | Lost @ LLO
D1100353 |  | ACB LEFT SIDE EXTENDER | 18 GUAGE, 304 SSTL | 1 |  | 4 | ASSEMBLED | 3 | DONE |  |  | Oxidized
D1100354 |  | ACB RIGHT SIDE EXTENDER | 18 GUAGE, 304 SSTL | 1 |  | 4 | ASSEMBLED | 3 | DONE |  |  | Oxidized
D1100458 |  | SLC ACB BOTTOM EXTENDER | 18 GUAGE, 304 SSTL | 1 |  | 4 | ASSEMBLED | 3 | DONE |  |  | Oxidized
D1101234 |  | ACB STIFFENER SIDE EXTENDER | 6061-T6 AL | 2 |  | 8 | ASSEMBLED
D1101285 |  | TRANSPORT, LOCKING, ACB | 6061-T6 Al | 1 |  | 6 | ASSEMBLED | 6 | DONE
D1101293 |  | SHOULDER SCREW #10-24, .25 D X 2.5 |  | 1 |  | 4 | ASSEMBLED | 3 | DONE |  |  | Assembly | D1200578
D1101427 | V4 | BRACE, LIFTING, ARM CAVITY BAFFLE | 6061-T6 AL | 1 |  | 4 | ASSEMBLED | 4 | DONE
D1101713 |  | PHOTODIODE, ACB (YAG-444-AH) | UNKNOWN | 1 |  | 16 | ASSEMBLED | 16 | DONE |  |  | Lost @ LLO
D1101796 |  | ARM CAVITY BAFFLE CTR, MIRROR SKIN | 18 GUAGE, 304 SSTL | 1 |  | 4 | ASSEMBLED | 3 | DONE |  |  | Oxidized
D1102316 |  | HEX NUT, 3/4"-10 X .38"L, NI-CU | NICKEL-COPPER ALLOY 400 | 2 |  | 13 | ASSEMBLED | 12 | 8 ASSEMBLED | 12 |  | LHO Class A & ship to LLO not recorded in ICS
D1200296 |  | ACB 1 HOLE RIGHT QPD SKIN (w pd) | 18 GUAGE, 304 SSTL | 1 |  | 1 | ASSEMBLED | 2 | In Transit
D1200313 |  | ACB 1 HOLE LEFT QPD SKIN (w pd) | 18 GUAGE, 304 SSTL | 1 |  | 1 | ASSEMBLED | 2 | In Transit
D1200644 |  | COUNTERWEIGHT SLIDER | 304 SSTL | 2 |  | 8 | ASSEMBLED | 8 | DONE
D1200686 |  | ACB COUNTER WEIGHT BASE | 304 SSTL | 2 |  | 8 | ASSEMBLED | 8 | DONE
D1200779 | V1 | aLIGO_SLC 1.25 Pound Balance Weight | 304 SSTL | 44 |  | 8 | ASSEMBLED | 8 | DONE
D1200781 |  | ACB SUSPENDED ROD | MARAGING STEEL C250 | 1 |  | 14 | ASSEMBLED |  | LLO
D1200835 |  | aLIGO_SLC 2 Pound Balance Weight | 304 SSTL | 18 |  | 16 | ASSEMBLED | 16 | DONE |  |  | Nominal starting weight qty 2
D1200903 |  | SLC ACB INTERFACE MTG PLATE, BSC1- H1L1 | 304 SSTL | 1 |  | 1 | ASSEMBLED | 2 | DONE |  |  | BSC1 ONLY
D1200920 |  | SLC ACB INTERFACE MTG PLATE, BSC3 - H1L1 | 304 SSTL | 1 |  | 1 | ASSEMBLED | 2 | DONE |  |  | BSC3 ONLY
D1201198 |  | ANTI-ROTATION BLOCK | 6061-T6 Al | 1 |  | 6 | ASSEMBLED | 6 | DONE
D1201199 |  | ANTI-ROTATION CLAMP | 6061-T6 Al | 1 |  | 6 | ASSEMBLED | 6 | DONE
D1201230 | v1 | aLIGO_SLC 0.5 Pound Balance Weight | 304 SSTL | 2 |  | 6 | ASSEMBLED | 8 | DONE
D1201235 |  | LOCKED THREADED STUD | 6061-T6 Al | 2 |  | 12 | ASSEMBLED | 20 | DONE
D1201361 |  | EARTHQUAKE STOP SLEEVE | 6061-T6 Al | 2 |  | 12 | ASSEMBLED | 20 | DONE
D1201366-01 | v2 | ALIGO, AOS, ACB, DOG CLAMP (CUSTOM) | 304 SSTL | 1 |  | 20 | ASSEMBLED |  | LLO |  |  | Installation - D1003374
D1201366-02 | v2 | ALIGO, AOS, ACB, DOG CLAMP (CUSTOM) | 304 SSTL | 3 |  | 6 | ASSEMBLED |  | LLO |  |  | Installation - D1003371
D1201366-03 | v2 | ALIGO, AOS, ACB, DOG CLAMP (CUSTOM) | 304 SSTL | 1 |  | 6 | ASSEMBLED |  | LLO |  |  | Installation - D1003371
FA-1008-N |  | SCREW, FHCS, 10-32 X 1/2" LG. | 18-8 SSTL | 2 |  | 55 | ASSEMBLED | 4 | DONE
FA-2412-N |  | FHSC, 10-24 X 3/4 LG. MS24671-22 (OR EQUIV.) 94518A418 | 300 SSTL | 12 |  | 110 | ASSEMBLED | 220 | DONE |  |  | Oxidized - Gerardo shipped 110 fm LHO to LLO, shipment-5831
FA-410-A |  | FLAT HD VENTED SCREW #4-40 X 5/8; UC COMP | Ag PLATED 18-8 SSTL | 3 |  | 45 | ASSEMBLED |  | LLO
FA-605-NA |  | Flat Head Socket Drive Screw #6-32 x .312 | Ag 18-8 SSTL | 18 |  | 279 | ASSEMBLED |  | LLO
FA-606-NA |  | FHSC, 6-32 X 3/8 LG, AG PLATED | Ag plated 300 SSTL | 12 |  | 177 | ASSEMBLED |  | LLO
N-1024-A |  | HEX NUT, #10-24, AG PLATED,(OR EQUIVALENT) | Ag-PLATED 300 SSTL | 27 |  | 469 | ASSEMBLED | 34 | DONE
N-2520-A |  | U-C COMP. NUT, HEX .25-20 SILVER PLATED | Ag plated 300 SSTL | 87 |  | 1941 | ASSEMBLED |  | LLO
N35P1000500HT |  | BUNTING MAGNETIC-NEODYMIUM 1.00D X .50H | NEO 35 | 4 |  | 16 | ASSEMBLED | 12 | 4-ASSEMBLED |  |  | Damaged in CB @ LLO - Gerardo shipped 6 fm LHO to LLO, shipment-5831
V1156 2-116 |  | O-Rings for Copper Plate | Viton | 2 |  | 60 | ASSEMBLED | 220 | CB Done | 300 | CB Done | drawing needs update
WF-25 |  | WASHER, FLAT, 1/4 (NAS 620-C416 OR EQUIVALENT) | 300 SSTL | 20 |  | 3523 | ASSEMBLED | 45 | DONE
WF-31 |  | FLAT WASHER, 5/16" Sz | 18-8 SSTL | 6 |  | 60 | ASSEMBLED | 60 | DONE

## Arm Cavity Baffle ETM
SLC 1 HOLE ARM CAVITY BAFFLE ASSY (BSC4/9 and BSC5/10)
PART # | REV | DESCRIPTION | MATERIAL | QTY Needed | On Order | QTY @ LLO | LLO Status | QTY @ LHO | LHO Status | QTY @ CIT | CIT Status | Notes | Assembly
1185-4EN250 |  | HELI-COIL INSERT, 1/4-20 X 1/4 LG | NITRONIC 60 | 8 |  | 280 | ASSEMBLED |  | LLO |  |  |  | D1201228, D1002173 | #REF!
1185-5EN938 |  | HELICOIL, 5/16-18 X 0.938 LONG | NITRONIC 60 | 6 |  | 140 | 12-ASSEMBLED |  | LLO |  |  |  | D1201228 | #REF!
90233A815 |  | FLAT HD SCREW # 10-24 X .50, McMASTER | TITANIUM | 2 |  | 48 | ASSEMBLED | 4 | Visitors room |  |  |  | D1002564 | #REF!
90945A740 |  | WASHER, FLAT, #10 (NAS 620-C10L OR EQUIVALENT) | 300 SSTL | 19 |  | 343 | ASSEMBLED | 58+40 | Visitors room |  |  |  | D1100359, D1200656 | #REF!
90945A760 |  | WASHER, FLAT, 1/4 (NAS 620-C416L OR EQUIVALENT) | 300 SSTL | 24 |  | 100 | ASSEMBLED | 24 | Visitors room |  |  |  | D1100359 | #REF!
91845A031 |  | HEX NUT, .375-16 (McMaster Carr #: was 90762A127 )(UC #: was N-3816) | 18-8 SSTL | 2 |  | 33 | DONE | 33 | DONE |  |  | Assembly | D1200655 | #REF!
92196A114 |  | SHCS 4-40 x 7/8" L | 18-8 SSTL | 2 |  | 90 | ASSEMBLED | 90 | Visitors room |  |  |  | D1201036 | #REF!
92200A242 |  | SOCKET HEAD SCREW, #10-24 X .50 LG (MS16995-36) | 300 SSTL | 32 |  | 441 | ASSEMBLED | 187/300 | DONE/Visitors room |  |  |  | D1002582, D1001007, D1002564, D1200655, D1100359 | #REF!
92200A537 |  | SOCKET HEAD CAP SCREW, .25-20 UNC X .50 LG, (MS16995-48 OR EQUIV) (C-2012-N/C-2014-N sub length) | 300 SSTL | 99 |  | 254 | ASSEMBLED | 36/8 | DONE/Visitors room |  |  |  | D1002582, D1001007, D1100359 | #REF!
92200A540 |  | SHCS, 1/4-20 X 3/4" LG. MS16995-50 (OR EQUIV) | 18-8 SSTL | 4 |  | 1298 | ASSEMBLED | 1273 | Visitors room |  |  |  | D1201036 | #REF!
92200A541 |  | SHCS, .25-20 x .88, 300 SSTL, MS16995-51 | 300 SSTL | 10 |  | 384 | ASSEMBLED | 160 | Visitors room |  |  |  | D1200655, D1201036, D1200656 | #REF!
92200A694 |  | SCREW, SHC, 3/8-16 X 2.5 LG. MS16995-87 |  | 2 | [7 empty] | Installation | D1002383 (BSC9) | #REF!
92240A632 |  | SCREW, HH, 3/8-16 X 2.0 LG. |  | 4 |  | 20 | DONE | 12 | Visitors room |  |  | D1002383 (BSC9) | D1002383 (BSC9) | #REF!
93286A044 |  | WASHER #25 ALUM, McMASTER | 6061-T6 | 2 |  | 57 | ASSEMBLED | 11 | DONE |  |  |  | D1002564 | #REF!
94518A510 |  | Flat, SHCS, .25-20 x .50 lg. (MS24671-28) | 300 SSTL | 2 |  | 32 | ASSEMBLED | 15 | DONE |  |  | for HAM Scraper?? | D1001007 | #REF!
95435A755 |  | SCREW SHCS #.25-20 X .75, McMASTER | TITANIUM | 2 |  | 42 | ASSEMBLED | 11 | DONE |  |  |  | D1002564 | #REF!
98017A200 |  | FLAT WASHER, 3/8, (NAS 1149-C0663R OR EQUIV) | 300 SSTL | 2 |  | 55 | DONE | 33 | DONE |  |  |  | D1200655 | #REF!
98017A220 |  | WASHER #3/4, MCMASTER | 300 SSTL | 3 |  | 88 | ASSEMBLED | 22 | DONE |  |  |  | D1200655 | #REF!
98019A330 |  | WASHER #10, NASM 15795-808 | 300 SSTL | 31 |  | 788 | ASSEMBLED | 210 | Visitors room |  |  |  | D1001005-1, D1200655, D1201036 | #REF!
98019A355 |  | WASHER FLAT 1/4", .63" OD, .05"-.08" Thk, MIL-15795-810 | 300 SSTL | 192 |  | 3051 | ASSEMBLED | 285 | DONE |  |  |  | D1200655, D1201036 | #REF!
98019A385 |  | .312 FLAT WASHER, .34 ID X .69 OD X .06 T, NASM 15795-812 | 300 SSTL | 7 |  | 190 | ASSEMBLED | 7 | Visitors room |  |  |  | D1001005-1 | #REF!
98019A399 |  | WASHER, FLAT, 3/8 MS15795-814 |  | 9 |  | 100 | DONE |  | LLO |  |  | D1002383 (BSC9) | D1002383 (BSC9) | #REF!
98019A509 |  | FLAT WASHER .50 Sz, NASM/MS15795-818 | 300 SSTL | 4 |  | 33 | DONE | 33 | DONE |  |  |  | D1200655 | #REF!
BU-2012-N |  | SCREW, BUTTON HD, SOC. .25-20 X 3/4" LG. | 18-8 SSTL | 2 |  | 31 | ASSEMBLED | 48 | DONE |  |  |  | D1201036 | #REF!
C-1820-NA |  | U-C COMP. 5/16-18 X 1.25L, S.H.C.S. | Ag-PLATED 18-8 SSTL | 7 |  | 147 | ASSEMBLED | 55 | DONE |  |  |  | D1001005-1 | #REF!
C-1832-N |  | SHCS-5/16-18 X 2" ( Equiv to 92200A640 2 1/4") | 300 SSTL | 6 |  | 40 | DONE | 44 | DONE |  |  |  | D1201228 | #REF!
C-2008-NA |  | SHCS, 1/4-20 x .50 AG PLATED | Ag-PLATED 18-8 SSTL | 12 |  | 187 | ASSEMBLED |  |  |  |  | Lost @ LLO | D1201036 | #REF!
C-2012-N |  | 1/4"-20 X 0.75" SHCS lg qty 92200A540 | 18-8 SSTL | 99 |  | 215 | DONE | 16 | Visitors room |  |  |  | D1200655, D1201036 | #REF!
C-2014-N |  | SOCKET HEAD CAP SCREW, SHC, 1/4-20 X 7/8" | 18-8 SSTL | 8 |  | 62 | DONE | 44 | Visitors room |  |  |  | D1201036 | #REF!
C-2016-N |  | SCREW SHCS, 1/4-20 X 1" LG | 18-8 SSTL | 4 |  | 177 | ASSEMBLED | 97 | DONE |  |  |  | D1200655 | #REF!
C-2016-NA |  | SOCKET HEAD CAP SCREW, .25-20 X 1 LG | Ag-PLATED 18-8 SSTL | 4 |  | 122 | ASSEMBLED | 14 | DONE |  |  |  | D1200655 | #REF!
C-2024-N |  | SOCKET HEAD CAP SCREW, SHC, 1/4-20 x 1-1/2" L | 18-8 SSTL | 4 |  | 82 | ASSEMBLED | 47 | Visitors room |  |  |  | D1201036 | #REF!
C-2028-NA |  | SHCS, 1/4-20 x 1.75" L , Ag PLATED | Ag-PLATED 18-8 SSTL | 4 |  | 62 | DONE | 62 | Visitors room |  |  |  | D1200610, D1200665 | #REF!
D1000600 |  | UHV COMPATIBLE CABLE CLAMP ASSY, .375-16 |  | 3 | [7 empty] | Installation | D1002383 (BSC9) | #REF!
D1000684 |  | SLC TUBE LOWER MTG PLATE | 6061-T6 Al | 1 |  | 4 | 4 ASSEMBLED | 6 | 2 ASSEMBLED/ 4 LVEA | 8 | 6-shipment-6564 |  | D1001007 | #REF!
D1000909 |  | SLC COPPER PLATE | COPPER | 1 |  | 4 | ASSEMBLED | 4 | DONE/ 2 V2 LVEA |  | 8-shipment-6564 |  | D1002564 | #REF!
D1000929 |  | SLC COPPER SUPPORT PLATE | 6061-T6 Al | 1 |  | 4 | 4 ASSEMBLED | 5 | 2 ASSEMBLED/ 3 LVEA | 7 | 6-shipment-6537 |  | D1002564 | #REF!
D1000930 |  | SLC MAGNET HOLDER STEEL PLATE | 416 SSTL | 1 |  | 4 | 4 ASSEMBLED | 6 | 2 ASSEMBLED/ 3 LVEA | 8 | 6-shipment-6537 |  | D1001007 | #REF!
D1000974 |  | ARM CAVITY BAFFLE TOP SKIN | 14 GUAGE, 304 SSTL | 1 |  | 4 | ASSEMBLED | 8 | 4-DONE |  |  | Oxidized | D1201036 | #REF!
D1000975 |  | ARM CAVITY BAFFLE BTM SKIN | 18 GUAGE, 304 SSTL | 1 |  | 4 | ASSEMBLED | 7 | 3-DONE |  |  | Oxidized | D1201036 | #REF!
D1000976 |  | ARM CAVITY BAFFLE CTR SKIN | 18 GUAGE, 304 SSTL | 1 |  | 4 | ASSEMBLED | 7 | 3-DONE |  |  | Oxidized | D1201036 | #REF!
D1001009 |  | ARM CAVITY BAFFLE LO TUBE | 6061-T6 Al | 1 |  | 4 | ASSEMBLED | 4 | 1-LVEA | 3 | shipment-6537 |  | D1001007 | #REF!
D1001026 |  | Arm Cavity Baffle Up Leaf | 18 GUAGE 304 SSTL | 1 |  | 4 | ASSEMBLED | 7 | 3-DONE |  |  | Oxidized | D1100391 | #REF!
D1001027 |  | Arm Cavity Baffle Lower Leaf | 18 GUAGE 304 SSTL | 1 |  | 4 | ASSEMBLED | 7 | 3-DONE |  |  | Oxidized | D1100391 | #REF!
D1001120 |  | SLC EARTHQUAKE STOP RING | 6061-T6 Al | 2 |  | 8 | 8 ASSEMBLED | 12 | 4 ASSEMBLED | 16 | 12-shipment-6537 |  | D1200655 | #REF!
D1001138 |  | SLC ACB INTERFACE MTG PLATE | 304 SSTL | 1 |  | 8 | 8 ASSEMBLED | 12 | 4 ASSEMBLED | 1 | shipment-6537 |  | D1001005-1, drawing needs update | #REF!
D1001186 |  | SCREW HEX HD # 3/4-10 X 4.0 MODIFIED | 18-8 SSTL | 1 |  | 5 | 4 ASSEMBLED | 5 | 2 ASSEMBLED | 9 | 9-shipment-6564 | LHO shipped qty 4 to LLO 2.27.13 | D1200655 | #REF!
D1001346-1 |  | aLIGO, ASSY, CABLE BRACKET, HAM TABLE | N/A | 1 |  | 4 | 1 ASSEMBLED |  |  |  | Betsy | LLO Matt gave SLC qty 4, LHO contact Betsy | D1201036 | #REF!
D1001363 |  | ACB SIDE REINFORCING HATSECTION | 304 SSTL | 2 |  | 8 | 2 ASSEMBLED | 8 | DONE |  | 6-shipment-6564 |  | D1201036 | #REF!
D1001365 |  | ARM BAFFLE MIDDLE REINFORCING PLATE | 18 GUAGE, 304 SSTL | 2 |  | 8 | ASSEMBLED | 14 | 6-DONE |  |  | Oxidized | D1201036 | #REF!
D1001621 |  | ARM CAVITY BAFFLE UPPER MOUNTING HINGE | 6061-T6 Al | 1 |  | 4 | ASSEMBLED | 4 | DONE/ 1 V4 LVEA |  | helicoil removal/remake? | ECR - part update | D1200655 | #REF!
D1001622 |  | ARM CAVITY BAFFLE LOWER MTG HINGE | 6061-T6 AL | 1 |  | 3 | ASSEMBLED | 2 | DONE |  | helicoil removal | Gerardo shipped 2 fm LHO to LLO, shipment-5831 | D1002173 | #REF!
D1001700 |  | SLC INTERFACE MOUNTING CLAMP |  | 4 |  | 22 | CB Done | 30 | Done/ 5 LVEA | 36 | 24-shipment-6537 | Installation | D1002383 (BSC9) | #REF!
D1001826 |  | aLIGO_SLC 1.5 Pound Balance Weight | 304 SSTL | 0 |  | 8 | DONE | 12 | LVEA |  | 0 | see E1300070 | D1201036 | #REF!
D1002560 |  | SLC DAMPING TUBE TOP PLATE | 6061-T6 Al | 1 |  | 5 | 4 ASSEMBLED | 5 | 2 ASSEMBLED/ 2 LVEA | 8 | 6-Shipment-6537 |  | D1002564 | #REF!
D1002561 |  | SLC DAMPING 8 DIA TUBE | 6061-T6 Al | 1 |  | 4 | 4 ASSEMBLED | 5 | 2 ASSEMBLED/ BSC8 ASSY LVEA | 9 | 6-Shipment-6537 |  | D1002564 | #REF!
D1002581 |  | SLC SUSPENSION ROD SUPPORT | 6061-T6 Al | 1 |  | 4 | 4 ASSEMBLED | 6 | 2 ASSEMBLED/ 4 LVEA | 8 | 6-shipment-6564 |  | D1002582 | #REF!
D1002608 |  | SLC ACB SUSPENSION BLADE | MARAGING STEEL C250 | 1 |  | 4 | 4 ASSEMBLED | 5 | 1 ASSEMBLED/ 2 LVEA |  | 7-shipment-6537 |  | D1001005-1 | #REF!
D1002609 |  | SLC BLADE MOUNTING BRACKET | 304 SSTL | 1 |  | 4 | 4 ASSEMBLED | 5 | 1 ASSEMBLED | 3 | 6-shipment-6564 |  | D1001005-1 | #REF!
D1002610 |  | SLC TUBE UP CONNECTOR PLATE | 6061-T6 Al | 1 |  | 4 | 4 ASSEMBLED | 6 | 2 ASSEMBLED/ 4 LVEA | 8 | 6-Shipment-6537 |  | D1002582 | #REF!
D1002612 |  | SLC UPPER TUBE | 6061-T6 Al | 1 |  | 4 | 4 ASSEMBLED | 5 | 2 ASSEMBLED/ 1 LVEA | 9 | 6-Shipment-6537 |  | D1002582 | #REF!
D1002617 |  | SLC DAMPING TUBE LOWER PLATE | 6061-T6 Al | 1 |  | 4 | 4 ASSEMBLED | 5 | 2 ASSEMBLED/ 2 LVEA | 9 | 6-Shipment-6537 |  | D1002564 | #REF!
D1002618 |  | SLC TUBE LOWER CONNECTOR PLATE | 6061-T6 Al | 1 |  | 4 | 4 ASSEMBLED | 5 | 2 ASSEMBLED/ 3 LVEA | 9 | 6-Shipment-6537 |  | D1001007 | #REF!
D1002844 |  | SLC ACB BLADE CLAMP | 304 SSTL | 1 |  | 4 | 4 ASSEMBLED | 4 | 2 ASSEMBLED/ 1 LVEA | 10 | 6-Shipment-6537 |  | D1001005-1 | #REF!
D1003024 |  | PD FRONT PEEK INSULATOR | PEEK | 4 |  | 12 | DONE/6-shipment | 33 | DONE | 16 | 10-shipment-6555 | Lost @ LLO | D1003013 | #REF!
D1003025 |  | SLC PHOTODETECTOR HOUSING | 304 SSTL | 4 |  | 16 | ASSEMBLED | 23 | DONE |  |  | Oxidized | D1201036 | #REF!
D1003028 |  | PD PCB SUPPORT | KAPTON | 4 |  | BULK | DONE |  | LLO |  | 8-shipment-6555 | Lost @ LLO | D1003013 | #REF!
D1003111 |  | SLC PHOTODECTOR CABLE LOWER ASSY | N/A | 1 |  | 2 | 1 ASSEMBLED/2-shipment-6554 |  |  |  | 3-shipment-6555 |  | D1201036 | #REF!
D1100243 |  | ACB HINGE SHIM | 304 SSTL | 0 |  | 8 | ASSEMBLED | 8 | DONE/ 2 LVEA |  | 2-shipment-6564 | ECR |  | #REF!
D1100288 |  | SLC ACB TOP EXTENDER | 18 GUAGE, 304 SSTL | 1 |  | 4 | ASSEMBLED | 3 | DONE |  |  | Oxidized | D1100359 | #REF!
D1100327 |  | ACB Left Side Panel | 18 GUAGE 304 SSTL | 1 |  | 4 | ASSEMBLED | 3 | DONE |  |  | Oxidized | D1100391 | #REF!
D1100340 |  | ACB Right Side Panel | 18 GUAGE 304 SSTL | 1 |  | 4 | ASSEMBLED | 3 | DONE |  |  | Oxidized | D1100391 | #REF!
D1100347 |  | ACB Up Captured Plate | 304 SSTL | 3 |  | 12 | ASSEMBLED | 12 | LVEA |  | 3-shipment-6555/3-shipment-6564 | Lost @ LLO | D1100391 | #REF!
D1100352 |  | ACB Low Captured Plate | 304 SSTL | 3 |  | 12 | ASSEMBLED | 12 | LVEA |  | 3-shipment-6555/3-shipment-6564 | Lost @ LLO | D1100391 | #REF!
D1100353 |  | ACB LEFT SIDE EXTENDER | 18 GUAGE, 304 SSTL | 1 |  | 4 | ASSEMBLED | 3 | DONE |  |  | Oxidized | D1100359 | #REF!
D1100354 |  | ACB RIGHT SIDE EXTENDER | 18 GUAGE, 304 SSTL | 1 |  | 4 | ASSEMBLED | 3 | DONE |  |  | Oxidized | D1100359 | #REF!
D1100458 |  | SLC ACB BOTTOM EXTENDER | 18 GUAGE, 304 SSTL | 1 |  | 4 | ASSEMBLED | 3 | DONE |  |  | Oxidized | D1100359 | #REF!
D1101234 |  | ACB STIFFENER SIDE EXTENDER | 6061-T6 AL | 2 |  | 8 | ASSEMBLED |  |  |  | 2-shipment-6564 |  | D1100359 | #REF!
D1101285 |  | TRANSPORT, LOCKING, ACB | 6061-T6 Al | 1 |  | 6 | ASSEMBLED | 6 | DONE/ 2 LVEA |  | 6-Shipment-6537 | Needs heli-coils | D1200655 | #REF!
D1101293 |  | SHOULDER SCREW #10-24, .25 D X 2.5 |  | 1 |  | 4 | DONE | 3 | DONE |  |  | ECR, needs rework | D1200656 | #REF!
D1101427 | V4 | BRACE, LIFTING, ARM CAVITY BAFFLE | 6061-T6 AL | 1 |  | 4 | ASSEMBLED | 4 | DONE |  | 4-shipment-6537 |  | D1201036 | #REF!
D1101713 |  | PHOTODIODE, ACB (YAG-444-AH) | UNKNOWN | 4 |  | 16 | DONE | 16 | DONE |  | 16-shipment-6555 | Lost @ LLO | D1003013 | #REF!
D1101796 |  | ARM CAVITY BAFFLE CTR, MIRROR SKIN | 18 GUAGE, 304 SSTL | 1 |  | 4 | ASSEMBLED | 3 | DONE |  |  | Oxidized | D1201036 | #REF!
D1102316 |  | HEX NUT, 3/4"-10 X .38"L, NI-CU | NICKEL-COPPER ALLOY 400 | 2 |  | 13 | 4 ASSEMBLED | 12 | 8 ASSEMBLED/ 9 LVEA | 12 | 27-shipment-6454 | LHO Class A & ship to LLO not recorded in ICS | D1200655 | #REF!
D1200296 |  | ACB 1 HOLE RIGHT QPD SKIN (w pd) | 18 GUAGE, 304 SSTL | 1 |  |  | In Transit |  | In Transit | 3 |  | L1-BSC4 and H1-BSC9 | D1201036 | #REF!
D1200329 |  | ACB 1 HOLE LEFT QPD SKIN (w pd) | 18 GUAGE, 304 SSTL | 1 |  |  | In Transit |  | In Transit | 3 |  | L1-BSC5 and H1-BSC10 | D1200654 - no drawing | #REF!
D1200644 |  | COUNTERWEIGHT SLIDER | 304 SSTL | 2 |  | 8 | ASSEMBLED | 8 | LVEA | 8 | shipment-6537 |  | D1200610, D1200665 | #REF!
D1200686 |  | ACB COUNTER WEIGHT BASE | 304 SSTL | 2 |  | 8 | ASSEMBLED | 8 | LVEA | 8 | shipment-6537 |  | D1200610, D1200665 | #REF!
D1200779 | V1 | aLIGO_SLC 1.25 Pound Balance Weight | 304 SSTL | 4 |  | 8 | 4 - ASSEMBLED | 8 | DONE/ 3 LVEA | 3 | shipment-6537 | see E1300070 | D1201036 | #REF!
D1200781 |  | ACB SUSPENDED ROD | MARAGING STEEL C250 | 1 |  | 14 | ASSEMBLED | 2013-04-04 | LVEA/Visitors room |  | 6-shipment-6564 |  | D1001005-1 | #REF!
D1200835 |  | aLIGO_SLC 2 Pound Balance Weight | 304 SSTL | 4 |  | 16 | DONE | 16 | DONE/ 11 LVEA | 33 | shipment-6537 | see E1300070 | D1201036 | #REF!
D1201160 |  | ACB, UPPER RIGHT MOUSE HOLE COVER | 18 GUAGE, 304 SSTL | 1 |  |  | In Transit |  | In Transit | 6 |  |  | D1201036 | #REF!
D1201163 |  | ACB, UPPER LEFT MOUSE HOLE COVER | 18 GUAGE, 304 SSTL | 1 |  |  | In Transit |  | In Transit | 6 |  |  | D1201036 | #REF!
D1201164 |  | ACB, LOWER RIGHT MOUSE HOLE COVER | 18 GUAGE, 304 SSTL | 1 |  |  | In Transit |  | In Transit | 6 |  |  | D1201036 | #REF!
D1201165 |  | ACB, LOWER LEFT MOUSE HOLE COVER | 18 GUAGE, 304 SSTL | 1 |  |  | In Transit |  | In Transit | 6 |  |  | D1201036 | #REF!
D1201198 |  | ANTI-ROTATION BLOCK | 6061-T6 Al | 1 |  | 6 | ASSEMBLED | 6 | DONE/ 2 LVEA | 6 | shipment-6537 |  | D1201228 | #REF!
D1201199 |  | ANTI-ROTATION CLAMP | 6061-T6 Al | 1 |  | 6 | ASSEMBLED | 6 | DONE/ 2 LVEA | 6 | shipment-6537 |  | D1201228 | #REF!
D1201230 | v1 | aLIGO_SLC 0.5 Pound Balance Weight | 304 SSTL | 0 |  | 6 | 5-ASSEMBLED | 8 | DONE/ 4 LVEA |  | 0 | see E1300070 | D1201036 | #REF!
D1201235 |  | LOCKED THREADED STUD | 6061-T6 Al | 2 |  | 12 | ASSEMBLED | 20 | DONE/ 16 LVEA |  | 2-shipment-6564 |  | D1200655 | #REF!
D1201361 |  | EARTHQUAKE STOP SLEEVE | 6061-T6 Al | 2 |  | 12 | ASSEMBLED | 20 | DONE/ 4 LVEA |  | 2-shipment-6564 |  | D1200655 | #REF!
D1201366-01 | v2 | ALIGO, AOS, ACB, DOG CLAMP (CUSTOM) | 304 SSTL | 2 |  | 20 | DONE |  | LLO |  |  | Installation - D1003374 | D1002383 (BSC9) | #REF!
D1201366-02 | v2 | ALIGO, AOS, ACB, DOG CLAMP (CUSTOM) | 304 SSTL | 0 |  | 6 | DONE |  | LLO |  | 0 | Installation - D1003371 |  | #REF!
D1201366-03 | v2 | ALIGO, AOS, ACB, DOG CLAMP (CUSTOM) | 304 SSTL | 0 |  | 6 | DONE |  | LLO |  | 0 | Installation - D1003371 |  | #REF!
FA-1008-N |  | SCREW, FHCS, 10-32 X 1/2" LG. | 18-8 SSTL | 0 |  | 55 | ASSEMBLED | 4 | DONE |  |  | ECR |  | #REF!
FA-2412-N |  | FHSC, 10-24 X 3/4 LG. MS24671-22 (OR EQUIV.) 94518A418 | 300 SSTL | 26 |  | 110 | ASSEMBLED | 220 | DONE |  |  | Oxidized | D1201036 | #REF!
FA-410-A |  | FLAT HD VENTED SCREW #4-40 X 5/8; UC COMP | Ag PLATED 18-8 SSTL | 12 |  | 45 | DONE | 30 | Visitors room |  |  |  | D1003013 | #REF!
FA-605-NA |  | Flat Head Socket Drive Screw #6-32 x .312 | Ag 18-8 SSTL | 18 |  | 279 | ASSEMBLED | 279 | Visitors room |  |  |  | D1100391 | #REF!
FA-606-NA |  | FHSC, 6-32 X 3/8 LG, AG PLATED | Ag plated 300 SSTL | 12 |  | 177 | ASSEMBLED | 177 | Visitors room |  |  |  | D1201036 | #REF!
N-1024-A |  | HEX NUT, #10-24, AG PLATED,(OR EQUIVALENT) | Ag-PLATED 300 SSTL | 37 |  | 469 | ASSEMBLED | 34/62 | DONE/Visitors room |  |  |  | D1001005-1, D1200655, D1100359, D1201036, D1200656 | #REF!
N-2520-A |  | U-C COMP. NUT, HEX .25-20 SILVER PLATED | Ag plated 300 SSTL | 100 |  | 1941 | ASSEMBLED | 100/25 | LVEA/Visitors room |  |  |  | D1100359, D1201036 | #REF!
N35P1000500HT |  | BUNTING MAGNETIC-NEODYMIUM 1.00D X .50H | NEO 35 | 4 | ?? | 16 | ASSEMBLED | 12 | 4-ASSEMBLED/ 10 LVEA |  |  | Damaged in CB @ LLO | D1001007 | #REF!
V1156 2-116 |  | O-Rings for Copper Plate | Viton | 2 |  | 60 | CB Done | 220 | CB Done/100-shipment-6554 | 300 | CB Done/100-shipment-6555 | drawing needs update | D1200655 | #REF!
WF-25 |  | WASHER, FLAT, 1/4 (NAS 620-C416 OR EQUIVALENT) | 300 SSTL | 192 |  | 3523 | DONE | 45/56 | DONE/Visitors room |  |  |  | D1200655, D1200610, D1200665 | #REF!
WF-31 |  | FLAT WASHER, 5/16" Sz | 18-8 SSTL | 6 |  | 60 | DONE | 60 | DONE |  |  |  | D1201228 | #REF!
Lisa to resolve open issues.